## structure-mch
include | house | area | building | floor | room | rack | rack-make | rack-u-count | rack-model | tag | rack-position | name | type | make | model | Mgmt IP | port | link
Yes | MCH | Modular Data Center | Mongla Customs Main Building | 1st Floor | Data Center | MDC Rack-2 | VARICOM | 42 | X7S-6242-RGB-B | FGL2444LHDN | 16 | MCH_WAN_RT-01 | router | CISCO | ISR4431-DNA | 10.60.58.41 |  | -
Yes | MCH | Modular Data Center | Mongla Customs Main Building | 1st Floor | Data Center | MDC Rack-2 | VARICOM | 42 | X7S-6242-RGB-B | FGL2617L49K | 18 | MCH_WAN_RT-02 | router | CISCO | ISR4431-DNA | 10.60.58.42 |  | -
Yes | MCH | Modular Data Center | Mongla Customs Main Building | 1st Floor | Data Center | MDC Rack-2 | VARICOM | 42 | X7S-6242-RGB-B | JMX2234Y025 | 20 | MCH_FW-01 | firewall | CISCO | FPR-2120-K9 | 10.60.58.12
Yes | MCH | Modular Data Center | Mongla Customs Main Building | 1st Floor | Data Center | MDC Rack-2 | VARICOM | 42 | X7S-6242-RGB-B | JMX2544X0NT | 22 | MCH_FW-02 | firewall | CISCO | FPR-2120-K9 | 10.60.58.13
Yes | MCH | Modular Data Center | Mongla Customs Main Building | 1st Floor | Data Center | MDC Rack-2 | VARICOM | 42 | X7S-6242-RGB-B | FOC2443L017 | 24 | MCH_WAN_CSW-01 | switch | CISCO | C9300-24T | 10.60.58.28
Yes | MCH | Modular Data Center | Mongla Customs Main Building | 1st Floor | Data Center | MDC Rack-2 | VARICOM | 42 | X7S-6242-RGB-B | FOC2618Y09W | 26 | MCH_WAN_CSW-02 | switch | CISCO | C9300-24T | 10.60.58.29
Yes | MCH | Modular Data Center | Mongla Customs Main Building | 1st Floor | Data Center | MDC Rack-2 | VARICOM | 42 | X7S-6242-RGB-B | X45007K3D33JK6D | 32 | MCH-INT-FW-02 | Firewall | CISCO | FPR-2120-K9 | 10.60.63.64 | PortF1 | MCH-CORE-SW-01 Te1/0/36
Yes | MCH | Modular Data Center | Mongla Customs Main Building | 1st Floor | Data Center | MDC Rack-2 | VARICOM | 42 | X7S-6242-RGB-B | X45007K3D33JK6D | 32 | MCH-INT-FW-02 | Firewall | CISCO | FPR-2120-K9 | 10.60.63.64 | PortF2 | MCH-CORE-SW-02 Te2/0/36
Yes | MCH | Modular Data Center | Mongla Customs Main Building | 1st Floor | Data Center | MDC Rack-2 | VARICOM | 42 | X7S-6242-RGB-B | X45007K3D33JK6D | 32 | MCH-INT-FW-02 | Firewall | CISCO | FPR-2120-K9 | 10.60.63.64 | LAG.958 | N/A
Yes | MCH | Modular Data Center | Mongla Customs Main Building | 1st Floor | Data Center | MDC Rack-2 | VARICOM | 42 | X7S-6242-RGB-B | X45007K3D33JK6D | 32 | MCH-INT-FW-02 | Firewall | CISCO | FPR-2120-K9 | 10.60.63.64 | LAG.956 | N/A
Yes | MCH | Modular Data Center | Mongla Customs Main Building | 1st Floor | Data Center | MDC Rack-2 | VARICOM | 42 | X7S-6242-RGB-B | X45007K3D33JK6D | 32 | MCH-INT-FW-02 | Firewall | CISCO | FPR-2120-K9 | 10.60.63.64 | Port 1 | MCH-SERVER-FARM-SW Port-22
Yes | MCH | Modular Data Center | Mongla Customs Main Building | 1st Floor | Data Center | MDC Rack-2 | VARICOM | 42 | X7S-6242-RGB-B | X45007K3D33JK6D | 32 | MCH-INT-FW-02 | Firewall | CISCO | FPR-2120-K9 | 10.60.63.64 | Port1.596 | N/A
Yes | MCH | Modular Data Center | Mongla Customs Main Building | 1st Floor | Data Center | MDC Rack-2 | VARICOM | 42 | X7S-6242-RGB-B | X45007K3D33JK6D | 32 | MCH-INT-FW-02 | Firewall | CISCO | FPR-2120-K9 | 10.60.63.64 | Port 2 | MCH-WAN-SW
Yes | MCH | Modular Data Center | Mongla Customs Main Building | 1st Floor | Data Center | MDC Rack-2 | VARICOM | 42 | X7S-6242-RGB-B | X45007K3D33JK6D | 32 | MCH-INT-FW-02 | Firewall | CISCO | FPR-2120-K9 | 10.60.63.64 | Port 8 | MCH-INT-FW-02
Yes | MCH | Modular Data Center | Mongla Customs Main Building | 1st Floor | Data Center | MDC Rack-2 | VARICOM | 42 | X7S-6242-RGB-B | X45007K3D33JK6D | 32 | MCH-INT-FW-02 | Firewall | CISCO | FPR-2120-K9 | 10.60.63.64 | MGMT | MCH-CCTV-SW
Yes | MCH | Modular Data Center | Mongla Customs Main Building | 1st Floor | Data Center | MDC Rack-2 | VARICOM | 42 | X7S-6242-RGB-B | X45009WXCCW6VD3 | 34 | MCH-INT-FW-01 | Firewall | CISCO | FPR-2120-K9 | 10.60.63.63 | PortF1 | MCH-CORE-SW-01 Te1/0/35
Yes | MCH | Modular Data Center | Mongla Customs Main Building | 1st Floor | Data Center | MDC Rack-2 | VARICOM | 42 | X7S-6242-RGB-B | X45009WXCCW6VD3 | 34 | MCH-INT-FW-01 | Firewall | CISCO | FPR-2120-K9 | 10.60.63.63 | PortF2 | MCH-CORE-SW-02 Te2/0/35
Yes | MCH | Modular Data Center | Mongla Customs Main Building | 1st Floor | Data Center | MDC Rack-2 | VARICOM | 42 | X7S-6242-RGB-B | X45009WXCCW6VD3 | 34 | MCH-INT-FW-01 | Firewall | CISCO | FPR-2120-K9 | 10.60.63.63 | LAG.958 | N/A
Yes | MCH | Modular Data Center | Mongla Customs Main Building | 1st Floor | Data Center | MDC Rack-2 | VARICOM | 42 | X7S-6242-RGB-B | X45009WXCCW6VD3 | 34 | MCH-INT-FW-01 | Firewall | CISCO | FPR-2120-K9 | 10.60.63.63 | LAG.956 | N/A
Yes | MCH | Modular Data Center | Mongla Customs Main Building | 1st Floor | Data Center | MDC Rack-2 | VARICOM | 42 | X7S-6242-RGB-B | X45009WXCCW6VD3 | 34 | MCH-INT-FW-01 | Firewall | CISCO | FPR-2120-K9 | 10.60.63.63 | Port 1 | MCH-SERVER-FARM-SW Port-21
Yes | MCH | Modular Data Center | Mongla Customs Main Building | 1st Floor | Data Center | MDC Rack-2 | VARICOM | 42 | X7S-6242-RGB-B | X45009WXCCW6VD3 | 34 | MCH-INT-FW-01 | Firewall | CISCO | FPR-2120-K9 | 10.60.63.63 | Port1.596 | NA
Yes | MCH | Modular Data Center | Mongla Customs Main Building | 1st Floor | Data Center | MDC Rack-2 | VARICOM | 42 | X7S-6242-RGB-B | X45009WXCCW6VD3 | 34 | MCH-INT-FW-01 | Firewall | CISCO | FPR-2120-K9 | 10.60.63.63 | Port 2 | MCH-WAN-SW
Yes | MCH | Modular Data Center | Mongla Customs Main Building | 1st Floor | Data Center | MDC Rack-2 | VARICOM | 42 | X7S-6242-RGB-B | X45009WXCCW6VD3 | 34 | MCH-INT-FW-01 | Firewall | CISCO | FPR-2120-K9 | 10.60.63.63 | Port 8 | MCH-INT-FW-02
Yes | MCH | Modular Data Center | Mongla Customs Main Building | 1st Floor | Data Center | MDC Rack-2 | VARICOM | 42 | X7S-6242-RGB-B | X45009WXCCW6VD3 | 34 | MCH-INT-FW-01 | Firewall | CISCO | FPR-2120-K9 | 10.60.63.63 | MGMT | MCH-CCTV-SW
Yes | MCH | Modular Data Center | Mongla Customs Main Building | 1st Floor | Data Center | MDC Rack-2 | VARICOM | 42 | X7S-6242-RGB-B | FGL2630LUDL | 36 | MCH-INT-RTR-02 | Router | CISCO | ISR4431-DNA | 10.60.63.62 | Gi0/0/0.1401 | Connected to ISP-2
Yes | MCH | Modular Data Center | Mongla Customs Main Building | 1st Floor | Data Center | MDC Rack-2 | VARICOM | 42 | X7S-6242-RGB-B | FGL2630LUDL | 36 | MCH-INT-RTR-02 | Router | CISCO | ISR4431-DNA | 10.60.63.62 | Gi0/0/1 | MCH-INT-RTR-01 Gi0/0/1
Yes | MCH | Modular Data Center | Mongla Customs Main Building | 1st Floor | Data Center | MDC Rack-2 | VARICOM | 42 | X7S-6242-RGB-B | FGL2630LUDL | 36 | MCH-INT-RTR-02 | Router | CISCO | ISR4431-DNA | 10.60.63.62 | Gi0/1/0 | MCH-CORE-SW-01 Te1/0/34
Yes | MCH | Modular Data Center | Mongla Customs Main Building | 1st Floor | Data Center | MDC Rack-2 | VARICOM | 42 | X7S-6242-RGB-B | FGL2630LUDL | 36 | MCH-INT-RTR-02 | Router | CISCO | ISR4431-DNA | 10.60.63.62 | Gi0/1/1 | MCH-CORE-SW-02 Te2/0/34
Yes | MCH | Modular Data Center | Mongla Customs Main Building | 1st Floor | Data Center | MDC Rack-2 | VARICOM | 42 | X7S-6242-RGB-B | FGL2630LUDL | 36 | MCH-INT-RTR-02 | Router | CISCO | ISR4431-DNA | 10.60.63.62 | Port channel1.956 | N/A
Yes | MCH | Modular Data Center | Mongla Customs Main Building | 1st Floor | Data Center | MDC Rack-2 | VARICOM | 42 | X7S-6242-RGB-B | FGL2630LUDL | 36 | MCH-INT-RTR-02 | Router | CISCO | ISR4431-DNA | 10.60.63.62 | Gi0 | Management
Yes | MCH | Modular Data Center | Mongla Customs Main Building | 1st Floor | Data Center | MDC Rack-2 | VARICOM | 42 | X7S-6242-RGB-B | FGL2630LUDL | 36 | MCH-INT-RTR-02 | Router | CISCO | ISR4431-DNA | 10.60.63.62
Yes | MCH | Modular Data Center | Mongla Customs Main Building | 1st Floor | Data Center | MDC Rack-2 | VARICOM | 42 | X7S-6242-RGB-B | FGL2630LUDL | 36 | MCH-INT-RTR-02 | Router | CISCO | ISR4431-DNA | 10.60.63.62
Yes | MCH | Modular Data Center | Mongla Customs Main Building | 1st Floor | Data Center | MDC Rack-2 | VARICOM | 42 | X7S-6242-RGB-B | FGL2630LUGL | 38 | MCH-INT-RTR-01 | Router | CISCO | ISR4431-DNA | 10.60.63.61 | Gi0/0/0 | ISP - 1
Yes | MCH | Modular Data Center | Mongla Customs Main Building | 1st Floor | Data Center | MDC Rack-2 | VARICOM | 42 | X7S-6242-RGB-B | FGL2630LUGL | 38 | MCH-INT-RTR-01 | Router | CISCO | ISR4431-DNA | 10.60.63.61 | Gi0/0/1 | MCH Internet Router 02
Yes | MCH | Modular Data Center | Mongla Customs Main Building | 1st Floor | Data Center | MDC Rack-2 | VARICOM | 42 | X7S-6242-RGB-B | FGL2630LUGL | 38 | MCH-INT-RTR-01 | Router | CISCO | ISR4431-DNA | 10.60.63.61 | Gi0/1/0 | MCH Core Switch 1
Yes | MCH | Modular Data Center | Mongla Customs Main Building | 1st Floor | Data Center | MDC Rack-2 | VARICOM | 42 | X7S-6242-RGB-B | FGL2630LUGL | 38 | MCH-INT-RTR-01 | Router | CISCO | ISR4431-DNA | 10.60.63.61 | Gi0/1/1 | MCH Core Switch 2
Yes | MCH | Modular Data Center | Mongla Customs Main Building | 1st Floor | Data Center | MDC Rack-2 | VARICOM | 42 | X7S-6242-RGB-B | FGL2630LUGL | 38 | MCH-INT-RTR-01 | Router | CISCO | ISR4431-DNA | 10.60.63.61 | Port channel1.956 | N/A
Yes | MCH | Modular Data Center | Mongla Customs Main Building | 1st Floor | Data Center | MDC Rack-2 | VARICOM | 42 | X7S-6242-RGB-B | FGL2630LUGL | 38 | MCH-INT-RTR-01 | Router | CISCO | ISR4431-DNA | 10.60.63.61 | Gi0 | Management
Yes | MCH | Modular Data Center | Mongla Customs Main Building | 1st Floor | Data Center | MDC Rack-2 | VARICOM | 42 | X7S-6242-RGB-B | FGL2630LUGL | 38 | MCH-INT-RTR-01 | Router | CISCO | ISR4431-DNA | 10.60.63.61
Yes | MCH | Modular Data Center | Mongla Customs Main Building | 1st Floor | Data Center | MDC Rack-2 | VARICOM | 42 | X7S-6242-RGB-B | FGL2630LUGL | 38 | MCH-INT-RTR-01 | Router | CISCO | ISR4431-DNA | 10.60.63.61
Yes | MCH | Modular Data Center | Mongla Customs Main Building | 1st Floor | Data Center | MDC Rack-2 | VARICOM | 42 | X7S-6242-RGB-B | FGL2630LUGL | 38 | MCH-INT-RTR-01 | Router | CISCO | ISR4431-DNA | 10.60.63.61
Yes | MCH | Modular Data Center | Mongla Customs Main Building | 1st Floor | Data Center | MDC Rack-2 | VARICOM | 42 | X7S-6242-RGB-B | FGL2630LUGL | 38 | MCH-INT-RTR-01 | Router | CISCO | ISR4431-DNA | 10.60.63.61
Yes | MCH | Modular Data Center | Mongla Customs Main Building | 1st Floor | Data Center | MDC Rack-2 | VARICOM | 42 | X7S-6242-RGB-B | FOC2551Y17B | 40 | MCH-Core-SW-02 | Switch | CISCO | C9500-40X-A | 10.60.63.1 | Te1/0/1 | MCH-RACK-01-SW-01 Interface Te1/0/50
Yes | MCH | Modular Data Center | Mongla Customs Main Building | 1st Floor | Data Center | MDC Rack-2 | VARICOM | 42 | X7S-6242-RGB-B | FOC2551Y17B | 40 | MCH-Core-SW-02 | Switch | CISCO | C9500-40X-A | 10.60.63.1 | Te1/0/2 | MCH-RACK-01-SW-02 Interface Te1/0/50
Yes | MCH | Modular Data Center | Mongla Customs Main Building | 1st Floor | Data Center | MDC Rack-2 | VARICOM | 42 | X7S-6242-RGB-B | FOC2551Y17B | 40 | MCH-Core-SW-02 | Switch | CISCO | C9500-40X-A | 10.60.63.1 | Te1/0/3 | MCH-RACK-02-SW-01 Interface Te1/0/50
Yes | MCH | Modular Data Center | Mongla Customs Main Building | 1st Floor | Data Center | MDC Rack-2 | VARICOM | 42 | X7S-6242-RGB-B | FOC2551Y17B | 40 | MCH-Core-SW-02 | Switch | CISCO | C9500-40X-A | 10.60.63.1 | Te1/0/4 | MCH-RACK-03-SW-01 Interface Te1/0/50
Yes | MCH | Modular Data Center | Mongla Customs Main Building | 1st Floor | Data Center | MDC Rack-2 | VARICOM | 42 | X7S-6242-RGB-B | FOC2551Y17B | 40 | MCH-Core-SW-02 | Switch | CISCO | C9500-40X-A | 10.60.63.1 | Te1/0/5 | MCH-RACK-04-SW-01 Interface Te1/0/50
Yes | MCH | Modular Data Center | Mongla Customs Main Building | 1st Floor | Data Center | MDC Rack-2 | VARICOM | 42 | X7S-6242-RGB-B | FOC2551Y17B | 40 | MCH-Core-SW-02 | Switch | CISCO | C9500-40X-A | 10.60.63.1 | Te1/0/6 | MCH-RACK-05-SW-01 Interface Te1/0/50
Yes | MCH | Modular Data Center | Mongla Customs Main Building | 1st Floor | Data Center | MDC Rack-2 | VARICOM | 42 | X7S-6242-RGB-B | FOC2551Y17B | 40 | MCH-Core-SW-02 | Switch | CISCO | C9500-40X-A | 10.60.63.1 | Te1/0/7 | MCH-RACK-06-SW-01 Interface Gi1/0/10
Yes | MCH | Modular Data Center | Mongla Customs Main Building | 1st Floor | Data Center | MDC Rack-2 | VARICOM | 42 | X7S-6242-RGB-B | FOC2551Y17B | 40 | MCH-Core-SW-02 | Switch | CISCO | C9500-40X-A | 10.60.63.1 | Te1/0/8 | N/A
Yes | MCH | Modular Data Center | Mongla Customs Main Building | 1st Floor | Data Center | MDC Rack-2 | VARICOM | 42 | X7S-6242-RGB-B | FOC2551Y17B | 40 | MCH-Core-SW-02 | Switch | CISCO | C9500-40X-A | 10.60.63.1 | Te1/0/9 | N/A
Yes | MCH | Modular Data Center | Mongla Customs Main Building | 1st Floor | Data Center | MDC Rack-2 | VARICOM | 42 | X7S-6242-RGB-B | FOC2551Y17B | 40 | MCH-Core-SW-02 | Switch | CISCO | C9500-40X-A | 10.60.63.1 | Te1/0/10 | N/A
Yes | MCH | Modular Data Center | Mongla Customs Main Building | 1st Floor | Data Center | MDC Rack-2 | VARICOM | 42 | X7S-6242-RGB-B | FOC2551Y17B | 40 | MCH-Core-SW-02 | Switch | CISCO | C9500-40X-A | 10.60.63.1 | Te1/0/11 | N/A
Yes | MCH | Modular Data Center | Mongla Customs Main Building | 1st Floor | Data Center | MDC Rack-2 | VARICOM | 42 | X7S-6242-RGB-B | FOC2551Y17B | 40 | MCH-Core-SW-02 | Switch | CISCO | C9500-40X-A | 10.60.63.1 | Te1/0/12 | N/A
Yes | MCH | Modular Data Center | Mongla Customs Main Building | 1st Floor | Data Center | MDC Rack-2 | VARICOM | 42 | X7S-6242-RGB-B | FOC2551Y17B | 40 | MCH-Core-SW-02 | Switch | CISCO | C9500-40X-A | 10.60.63.1 | Te1/0/13 | N/A
Yes | MCH | Modular Data Center | Mongla Customs Main Building | 1st Floor | Data Center | MDC Rack-2 | VARICOM | 42 | X7S-6242-RGB-B | FOC2551Y17B | 40 | MCH-Core-SW-02 | Switch | CISCO | C9500-40X-A | 10.60.63.1 | Te1/0/14 | N/A
Yes | MCH | Modular Data Center | Mongla Customs Main Building | 1st Floor | Data Center | MDC Rack-2 | VARICOM | 42 | X7S-6242-RGB-B | FOC2551Y17B | 40 | MCH-Core-SW-02 | Switch | CISCO | C9500-40X-A | 10.60.63.1 | Te1/0/15 | N/A
Yes | MCH | Modular Data Center | Mongla Customs Main Building | 1st Floor | Data Center | MDC Rack-2 | VARICOM | 42 | X7S-6242-RGB-B | FOC2551Y17B | 40 | MCH-Core-SW-02 | Switch | CISCO | C9500-40X-A | 10.60.63.1 | Te1/0/16 | N/A
Yes | MCH | Modular Data Center | Mongla Customs Main Building | 1st Floor | Data Center | MDC Rack-2 | VARICOM | 42 | X7S-6242-RGB-B | FOC2551Y17B | 40 | MCH-Core-SW-02 | Switch | CISCO | C9500-40X-A | 10.60.63.1 | Te1/0/17 | N/A
Yes | MCH | Modular Data Center | Mongla Customs Main Building | 1st Floor | Data Center | MDC Rack-2 | VARICOM | 42 | X7S-6242-RGB-B | FOC2551Y17B | 40 | MCH-Core-SW-02 | Switch | CISCO | C9500-40X-A | 10.60.63.1 | Te1/0/18 | N/A
Yes | MCH | Modular Data Center | Mongla Customs Main Building | 1st Floor | Data Center | MDC Rack-2 | VARICOM | 42 | X7S-6242-RGB-B | FOC2551Y17B | 40 | MCH-Core-SW-02 | Switch | CISCO | C9500-40X-A | 10.60.63.1 | Te1/0/19 | N/A
Yes | MCH | Modular Data Center | Mongla Customs Main Building | 1st Floor | Data Center | MDC Rack-2 | VARICOM | 42 | X7S-6242-RGB-B | FOC2551Y17B | 40 | MCH-Core-SW-02 | Switch | CISCO | C9500-40X-A | 10.60.63.1 | Te1/0/20 | N/A
Yes | MCH | Modular Data Center | Mongla Customs Main Building | 1st Floor | Data Center | MDC Rack-2 | VARICOM | 42 | X7S-6242-RGB-B | FOC2551Y17B | 40 | MCH-Core-SW-02 | Switch | CISCO | C9500-40X-A | 10.60.63.1 | Te1/0/21 | N/A
Yes | MCH | Modular Data Center | Mongla Customs Main Building | 1st Floor | Data Center | MDC Rack-2 | VARICOM | 42 | X7S-6242-RGB-B | FOC2551Y17B | 40 | MCH-Core-SW-02 | Switch | CISCO | C9500-40X-A | 10.60.63.1 | Te1/0/22 | N/A
Yes | MCH | Modular Data Center | Mongla Customs Main Building | 1st Floor | Data Center | MDC Rack-2 | VARICOM | 42 | X7S-6242-RGB-B | FOC2551Y17B | 40 | MCH-Core-SW-02 | Switch | CISCO | C9500-40X-A | 10.60.63.1 | Te1/0/23 | N/A
Yes | MCH | Modular Data Center | Mongla Customs Main Building | 1st Floor | Data Center | MDC Rack-2 | VARICOM | 42 | X7S-6242-RGB-B | FOC2551Y17B | 40 | MCH-Core-SW-02 | Switch | CISCO | C9500-40X-A | 10.60.63.1 | Te1/0/24 | N/A
Yes | MCH | Modular Data Center | Mongla Customs Main Building | 1st Floor | Data Center | MDC Rack-2 | VARICOM | 42 | X7S-6242-RGB-B | FOC2551Y17B | 40 | MCH-Core-SW-02 | Switch | CISCO | C9500-40X-A | 10.60.63.1 | Te1/0/25 | N/A
Yes | MCH | Modular Data Center | Mongla Customs Main Building | 1st Floor | Data Center | MDC Rack-2 | VARICOM | 42 | X7S-6242-RGB-B | FOC2551Y17B | 40 | MCH-Core-SW-02 | Switch | CISCO | C9500-40X-A | 10.60.63.1 | Te1/0/26 | N/A
Yes | MCH | Modular Data Center | Mongla Customs Main Building | 1st Floor | Data Center | MDC Rack-2 | VARICOM | 42 | X7S-6242-RGB-B | FOC2551Y17B | 40 | MCH-Core-SW-02 | Switch | CISCO | C9500-40X-A | 10.60.63.1 | Te1/0/27 | N/A
Yes | MCH | Modular Data Center | Mongla Customs Main Building | 1st Floor | Data Center | MDC Rack-2 | VARICOM | 42 | X7S-6242-RGB-B | FOC2551Y17B | 40 | MCH-Core-SW-02 | Switch | CISCO | C9500-40X-A | 10.60.63.1 | Te1/0/28 | N/A
Yes | MCH | Modular Data Center | Mongla Customs Main Building | 1st Floor | Data Center | MDC Rack-2 | VARICOM | 42 | X7S-6242-RGB-B | FOC2551Y17B | 40 | MCH-Core-SW-02 | Switch | CISCO | C9500-40X-A | 10.60.63.1 | Te1/0/29 | N/A
Yes | MCH | Modular Data Center | Mongla Customs Main Building | 1st Floor | Data Center | MDC Rack-2 | VARICOM | 42 | X7S-6242-RGB-B | FOC2551Y17B | 40 | MCH-Core-SW-02 | Switch | CISCO | C9500-40X-A | 10.60.63.1 | Te1/0/30 | N/A
Yes | MCH | Modular Data Center | Mongla Customs Main Building | 1st Floor | Data Center | MDC Rack-2 | VARICOM | 42 | X7S-6242-RGB-B | FOC2551Y17B | 40 | MCH-Core-SW-02 | Switch | CISCO | C9500-40X-A | 10.60.63.1 | Te1/0/31 | MCH-SERVER-SW
Yes | MCH | Modular Data Center | Mongla Customs Main Building | 1st Floor | Data Center | MDC Rack-2 | VARICOM | 42 | X7S-6242-RGB-B | FOC2551Y17B | 40 | MCH-Core-SW-02 | Switch | CISCO | C9500-40X-A | 10.60.63.1 | Te1/0/32 | MCH-CCTV-SW
Yes | MCH | Modular Data Center | Mongla Customs Main Building | 1st Floor | Data Center | MDC Rack-2 | VARICOM | 42 | X7S-6242-RGB-B | FOC2551Y17B | 40 | MCH-Core-SW-02 | Switch | CISCO | C9500-40X-A | 10.60.63.1 | Te1/0/33 | MCH-INT-RTR-01
Yes | MCH | Modular Data Center | Mongla Customs Main Building | 1st Floor | Data Center | MDC Rack-2 | VARICOM | 42 | X7S-6242-RGB-B | FOC2551Y17B | 40 | MCH-Core-SW-02 | Switch | CISCO | C9500-40X-A | 10.60.63.1 | Te1/0/34 | MCH-INT-RTR-02
Yes | MCH | Modular Data Center | Mongla Customs Main Building | 1st Floor | Data Center | MDC Rack-2 | VARICOM | 42 | X7S-6242-RGB-B | FOC2551Y17B | 40 | MCH-Core-SW-02 | Switch | CISCO | C9500-40X-A | 10.60.63.1 | Te1/0/35 | MCH-INT-FW-01
Yes | MCH | Modular Data Center | Mongla Customs Main Building | 1st Floor | Data Center | MDC Rack-2 | VARICOM | 42 | X7S-6242-RGB-B | FOC2551Y17B | 40 | MCH-Core-SW-02 | Switch | CISCO | C9500-40X-A | 10.60.63.1 | Te1/0/36 | MCH-INT-FW-02
Yes | MCH | Modular Data Center | Mongla Customs Main Building | 1st Floor | Data Center | MDC Rack-2 | VARICOM | 42 | X7S-6242-RGB-B | FOC2551Y17B | 40 | MCH-Core-SW-02 | Switch | CISCO | C9500-40X-A | 10.60.63.1 | Te1/0/37 | N/A
Yes | MCH | Modular Data Center | Mongla Customs Main Building | 1st Floor | Data Center | MDC Rack-2 | VARICOM | 42 | X7S-6242-RGB-B | FOC2551Y17B | 40 | MCH-Core-SW-02 | Switch | CISCO | C9500-40X-A | 10.60.63.1 | Te1/0/38 | MCH-CORE-SW-01 Interface Te0/38
Yes | MCH | Modular Data Center | Mongla Customs Main Building | 1st Floor | Data Center | MDC Rack-2 | VARICOM | 42 | X7S-6242-RGB-B | FOC2551Y17B | 40 | MCH-Core-SW-02 | Switch | CISCO | C9500-40X-A | 10.60.63.1 | Te1/0/39 | MCH-CORE-SW-01 Interface Te0/39
Yes | MCH | Modular Data Center | Mongla Customs Main Building | 1st Floor | Data Center | MDC Rack-2 | VARICOM | 42 | X7S-6242-RGB-B | FOC2551Y17B | 40 | MCH-Core-SW-02 | Switch | CISCO | C9500-40X-A | 10.60.63.1 | Te1/0/40 | MCH-CORE-SW-01 Interface Te0/40
Yes | MCH | Modular Data Center | Mongla Customs Main Building | 1st Floor | Data Center | MDC Rack-2 | VARICOM | 42 | X7S-6242-RGB-B | FOC2551Y3DS | 42 | MCH-Core-SW-01 | Switch | CISCO | C9500-40X-A | 10.60.63.1 | Te1/0/1 | MCH-RACK-01-SW-01 Interface Te1/0/49
Yes | MCH | Modular Data Center | Mongla Customs Main Building | 1st Floor | Data Center | MDC Rack-2 | VARICOM | 42 | X7S-6242-RGB-B | FOC2551Y3DS | 42 | MCH-Core-SW-01 | Switch | CISCO | C9500-40X-A | 10.60.63.1 | Te1/0/2 | MCH-RACK-01-SW-02 Interface Te1/0/49
Yes | MCH | Modular Data Center | Mongla Customs Main Building | 1st Floor | Data Center | MDC Rack-2 | VARICOM | 42 | X7S-6242-RGB-B | FOC2551Y3DS | 42 | MCH-Core-SW-01 | Switch | CISCO | C9500-40X-A | 10.60.63.1 | Te1/0/3 | MCH-RACK-02-SW-01 Interface Te1/0/49
Yes | MCH | Modular Data Center | Mongla Customs Main Building | 1st Floor | Data Center | MDC Rack-2 | VARICOM | 42 | X7S-6242-RGB-B | FOC2551Y3DS | 42 | MCH-Core-SW-01 | Switch | CISCO | C9500-40X-A | 10.60.63.1 | Te1/0/4 | MCH-RACK-03-SW-01 Interface Te1/0/49
Yes | MCH | Modular Data Center | Mongla Customs Main Building | 1st Floor | Data Center | MDC Rack-2 | VARICOM | 42 | X7S-6242-RGB-B | FOC2551Y3DS | 42 | MCH-Core-SW-01 | Switch | CISCO | C9500-40X-A | 10.60.63.1 | Te1/0/5 | MCH-RACK-04-SW-01 Interface Te1/0/25
Yes | MCH | Modular Data Center | Mongla Customs Main Building | 1st Floor | Data Center | MDC Rack-2 | VARICOM | 42 | X7S-6242-RGB-B | FOC2551Y3DS | 42 | MCH-Core-SW-01 | Switch | CISCO | C9500-40X-A | 10.60.63.1 | Te1/0/6 | MCH-RACK-05-SW-01 Interface Te1/0/49
Yes | MCH | Modular Data Center | Mongla Customs Main Building | 1st Floor | Data Center | MDC Rack-2 | VARICOM | 42 | X7S-6242-RGB-B | FOC2551Y3DS | 42 | MCH-Core-SW-01 | Switch | CISCO | C9500-40X-A | 10.60.63.1 | Te1/0/7 | MCH-RACK-06-SW-01 Interface Gi1/0/9
Yes | MCH | Modular Data Center | Mongla Customs Main Building | 1st Floor | Data Center | MDC Rack-2 | VARICOM | 42 | X7S-6242-RGB-B | FOC2551Y3DS | 42 | MCH-Core-SW-01 | Switch | CISCO | C9500-40X-A | 10.60.63.1 | Te1/0/8 | N/A
Yes | MCH | Modular Data Center | Mongla Customs Main Building | 1st Floor | Data Center | MDC Rack-2 | VARICOM | 42 | X7S-6242-RGB-B | FOC2551Y3DS | 42 | MCH-Core-SW-01 | Switch | CISCO | C9500-40X-A | 10.60.63.1 | Te1/0/9 | N/A
Yes | MCH | Modular Data Center | Mongla Customs Main Building | 1st Floor | Data Center | MDC Rack-2 | VARICOM | 42 | X7S-6242-RGB-B | FOC2551Y3DS | 42 | MCH-Core-SW-01 | Switch | CISCO | C9500-40X-A | 10.60.63.1 | Te1/0/10 | N/A
Yes | MCH | Modular Data Center | Mongla Customs Main Building | 1st Floor | Data Center | MDC Rack-2 | VARICOM | 42 | X7S-6242-RGB-B | FOC2551Y3DS | 42 | MCH-Core-SW-01 | Switch | CISCO | C9500-40X-A | 10.60.63.1 | Te1/0/11 | N/A
Yes | MCH | Modular Data Center | Mongla Customs Main Building | 1st Floor | Data Center | MDC Rack-2 | VARICOM | 42 | X7S-6242-RGB-B | FOC2551Y3DS | 42 | MCH-Core-SW-01 | Switch | CISCO | C9500-40X-A | 10.60.63.1 | Te1/0/12 | N/A
Yes | MCH | Modular Data Center | Mongla Customs Main Building | 1st Floor | Data Center | MDC Rack-2 | VARICOM | 42 | X7S-6242-RGB-B | FOC2551Y3DS | 42 | MCH-Core-SW-01 | Switch | CISCO | C9500-40X-A | 10.60.63.1 | Te1/0/13 | N/A
Yes | MCH | Modular Data Center | Mongla Customs Main Building | 1st Floor | Data Center | MDC Rack-2 | VARICOM | 42 | X7S-6242-RGB-B | FOC2551Y3DS | 42 | MCH-Core-SW-01 | Switch | CISCO | C9500-40X-A | 10.60.63.1 | Te1/0/14 | N/A
Yes | MCH | Modular Data Center | Mongla Customs Main Building | 1st Floor | Data Center | MDC Rack-2 | VARICOM | 42 | X7S-6242-RGB-B | FOC2551Y3DS | 42 | MCH-Core-SW-01 | Switch | CISCO | C9500-40X-A | 10.60.63.1 | Te1/0/15 | N/A
Yes | MCH | Modular Data Center | Mongla Customs Main Building | 1st Floor | Data Center | MDC Rack-2 | VARICOM | 42 | X7S-6242-RGB-B | FOC2551Y3DS | 42 | MCH-Core-SW-01 | Switch | CISCO | C9500-40X-A | 10.60.63.1 | Te1/0/16 | N/A
Yes | MCH | Modular Data Center | Mongla Customs Main Building | 1st Floor | Data Center | MDC Rack-2 | VARICOM | 42 | X7S-6242-RGB-B | FOC2551Y3DS | 42 | MCH-Core-SW-01 | Switch | CISCO | C9500-40X-A | 10.60.63.1 | Te1/0/17 | N/A
Yes | MCH | Modular Data Center | Mongla Customs Main Building | 1st Floor | Data Center | MDC Rack-2 | VARICOM | 42 | X7S-6242-RGB-B | FOC2551Y3DS | 42 | MCH-Core-SW-01 | Switch | CISCO | C9500-40X-A | 10.60.63.1 | Te1/0/18 | N/A
Yes | MCH | Modular Data Center | Mongla Customs Main Building | 1st Floor | Data Center | MDC Rack-2 | VARICOM | 42 | X7S-6242-RGB-B | FOC2551Y3DS | 42 | MCH-Core-SW-01 | Switch | CISCO | C9500-40X-A | 10.60.63.1 | Te1/0/19 | N/A
Yes | MCH | Modular Data Center | Mongla Customs Main Building | 1st Floor | Data Center | MDC Rack-2 | VARICOM | 42 | X7S-6242-RGB-B | FOC2551Y3DS | 42 | MCH-Core-SW-01 | Switch | CISCO | C9500-40X-A | 10.60.63.1 | Te1/0/20 | N/A
Yes | MCH | Modular Data Center | Mongla Customs Main Building | 1st Floor | Data Center | MDC Rack-2 | VARICOM | 42 | X7S-6242-RGB-B | FOC2551Y3DS | 42 | MCH-Core-SW-01 | Switch | CISCO | C9500-40X-A | 10.60.63.1 | Te1/0/21 | N/A
Yes | MCH | Modular Data Center | Mongla Customs Main Building | 1st Floor | Data Center | MDC Rack-2 | VARICOM | 42 | X7S-6242-RGB-B | FOC2551Y3DS | 42 | MCH-Core-SW-01 | Switch | CISCO | C9500-40X-A | 10.60.63.1 | Te1/0/22 | N/A
Yes | MCH | Modular Data Center | Mongla Customs Main Building | 1st Floor | Data Center | MDC Rack-2 | VARICOM | 42 | X7S-6242-RGB-B | FOC2551Y3DS | 42 | MCH-Core-SW-01 | Switch | CISCO | C9500-40X-A | 10.60.63.1 | Te1/0/23 | N/A
Yes | MCH | Modular Data Center | Mongla Customs Main Building | 1st Floor | Data Center | MDC Rack-2 | VARICOM | 42 | X7S-6242-RGB-B | FOC2551Y3DS | 42 | MCH-Core-SW-01 | Switch | CISCO | C9500-40X-A | 10.60.63.1 | Te1/0/24 | N/A
Yes | MCH | Modular Data Center | Mongla Customs Main Building | 1st Floor | Data Center | MDC Rack-2 | VARICOM | 42 | X7S-6242-RGB-B | FOC2551Y3DS | 42 | MCH-Core-SW-01 | Switch | CISCO | C9500-40X-A | 10.60.63.1 | Te1/0/25 | N/A
Yes | MCH | Modular Data Center | Mongla Customs Main Building | 1st Floor | Data Center | MDC Rack-2 | VARICOM | 42 | X7S-6242-RGB-B | FOC2551Y3DS | 42 | MCH-Core-SW-01 | Switch | CISCO | C9500-40X-A | 10.60.63.1 | Te1/0/26 | N/A
Yes | MCH | Modular Data Center | Mongla Customs Main Building | 1st Floor | Data Center | MDC Rack-2 | VARICOM | 42 | X7S-6242-RGB-B | FOC2551Y3DS | 42 | MCH-Core-SW-01 | Switch | CISCO | C9500-40X-A | 10.60.63.1 | Te1/0/27 | N/A
Yes | MCH | Modular Data Center | Mongla Customs Main Building | 1st Floor | Data Center | MDC Rack-2 | VARICOM | 42 | X7S-6242-RGB-B | FOC2551Y3DS | 42 | MCH-Core-SW-01 | Switch | CISCO | C9500-40X-A | 10.60.63.1 | Te1/0/28 | N/A
Yes | MCH | Modular Data Center | Mongla Customs Main Building | 1st Floor | Data Center | MDC Rack-2 | VARICOM | 42 | X7S-6242-RGB-B | FOC2551Y3DS | 42 | MCH-Core-SW-01 | Switch | CISCO | C9500-40X-A | 10.60.63.1 | Te1/0/29 | N/A
Yes | MCH | Modular Data Center | Mongla Customs Main Building | 1st Floor | Data Center | MDC Rack-2 | VARICOM | 42 | X7S-6242-RGB-B | FOC2551Y3DS | 42 | MCH-Core-SW-01 | Switch | CISCO | C9500-40X-A | 10.60.63.1 | Te1/0/30 | N/A
Yes | MCH | Modular Data Center | Mongla Customs Main Building | 1st Floor | Data Center | MDC Rack-2 | VARICOM | 42 | X7S-6242-RGB-B | FOC2551Y3DS | 42 | MCH-Core-SW-01 | Switch | CISCO | C9500-40X-A | 10.60.63.1 | Te1/0/31 | MCH-SERVER-SW
Yes | MCH | Modular Data Center | Mongla Customs Main Building | 1st Floor | Data Center | MDC Rack-2 | VARICOM | 42 | X7S-6242-RGB-B | FOC2551Y3DS | 42 | MCH-Core-SW-01 | Switch | CISCO | C9500-40X-A | 10.60.63.1 | Te1/0/32 | MCH-CCTV-SW
Yes | MCH | Modular Data Center | Mongla Customs Main Building | 1st Floor | Data Center | MDC Rack-2 | VARICOM | 42 | X7S-6242-RGB-B | FOC2551Y3DS | 42 | MCH-Core-SW-01 | Switch | CISCO | C9500-40X-A | 10.60.63.1 | Te1/0/33 | MCH-INT-RTR-01
Yes | MCH | Modular Data Center | Mongla Customs Main Building | 1st Floor | Data Center | MDC Rack-2 | VARICOM | 42 | X7S-6242-RGB-B | FOC2551Y3DS | 42 | MCH-Core-SW-01 | Switch | CISCO | C9500-40X-A | 10.60.63.1 | Te1/0/34 | MCH-INT-RTR-02
Yes | MCH | Modular Data Center | Mongla Customs Main Building | 1st Floor | Data Center | MDC Rack-2 | VARICOM | 42 | X7S-6242-RGB-B | FOC2551Y3DS | 42 | MCH-Core-SW-01 | Switch | CISCO | C9500-40X-A | 10.60.63.1 | Te1/0/35 | MCH-INT-FW-01
Yes | MCH | Modular Data Center | Mongla Customs Main Building | 1st Floor | Data Center | MDC Rack-2 | VARICOM | 42 | X7S-6242-RGB-B | FOC2551Y3DS | 42 | MCH-Core-SW-01 | Switch | CISCO | C9500-40X-A | 10.60.63.1 | Te1/0/36 | MCH-INT-FW-02
Yes | MCH | Modular Data Center | Mongla Customs Main Building | 1st Floor | Data Center | MDC Rack-2 | VARICOM | 42 | X7S-6242-RGB-B | FOC2551Y3DS | 42 | MCH-Core-SW-01 | Switch | CISCO | C9500-40X-A | 10.60.63.1 | Te1/0/37 | N/A
Yes | MCH | Modular Data Center | Mongla Customs Main Building | 1st Floor | Data Center | MDC Rack-2 | VARICOM | 42 | X7S-6242-RGB-B | FOC2551Y3DS | 42 | MCH-Core-SW-01 | Switch | CISCO | C9500-40X-A | 10.60.63.1 | Te1/0/38 | MCH-CORE-SW-02 Interface Te0/38
Yes | MCH | Modular Data Center | Mongla Customs Main Building | 1st Floor | Data Center | MDC Rack-2 | VARICOM | 42 | X7S-6242-RGB-B | FOC2551Y3DS | 42 | MCH-Core-SW-01 | Switch | CISCO | C9500-40X-A | 10.60.63.1 | Te1/0/39 | MCH-CORE-SW-02 Interface Te0/39
Yes | MCH | Modular Data Center | Mongla Customs Main Building | 1st Floor | Data Center | MDC Rack-2 | VARICOM | 42 | X7S-6242-RGB-B | FOC2551Y3DS | 42 | MCH-Core-SW-01 | Switch | CISCO | C9500-40X-A | 10.60.63.1 | Te1/0/40 | MCH-CORE-SW-02 Interface Te0/40
Yes | MCH | Modular Data Center | Mongla Customs Main Building | 1st Floor | Data Center | MDC Rack-1 | VARICOM | 42 | X7S-6242-RGB-B | WZP25370UM5 | 20-21 | AD Server | Server | CISCO | UCS C240 M5SX | 10.60.59.38
Yes | MCH | Modular Data Center | Mongla Customs Main Building | 1st Floor | Data Center | MDC Rack-1 | VARICOM | 42 | X7S-6242-RGB-B | WZP25370UMA | 22-23 | NMS Server | Server | CISCO | UCS C240 M5SX | 10.60.59.39
Yes | MCH | Modular Data Center | Mongla Customs Main Building | 1st Floor | Data Center | MDC Rack-1 | VARICOM | 42 | X7S-6242-RGB-B | FCW2142A2VG | 27 | MCH-CCTV-SW | Switch | CISCO | C2960-24TC | 10.60.63.70 | Gi0/1 | NOC PC
Yes | MCH | Modular Data Center | Mongla Customs Main Building | 1st Floor | Data Center | MDC Rack-1 | VARICOM | 42 | X7S-6242-RGB-B | FCW2142A2VG | 27 | MCH-CCTV-SW | Switch | CISCO | C2960-24TC | 10.60.63.70 | Gi0/2 | NOC PC
Yes | MCH | Modular Data Center | Mongla Customs Main Building | 1st Floor | Data Center | MDC Rack-1 | VARICOM | 42 | X7S-6242-RGB-B | FCW2142A2VG | 27 | MCH-CCTV-SW | Switch | CISCO | C2960-24TC | 10.60.63.70 | Gi0/3 | NOC PC
Yes | MCH | Modular Data Center | Mongla Customs Main Building | 1st Floor | Data Center | MDC Rack-1 | VARICOM | 42 | X7S-6242-RGB-B | FCW2142A2VG | 27 | MCH-CCTV-SW | Switch | CISCO | C2960-24TC | 10.60.63.70 | Gi0/4 | NOC PC
Yes | MCH | Modular Data Center | Mongla Customs Main Building | 1st Floor | Data Center | MDC Rack-1 | VARICOM | 42 | X7S-6242-RGB-B | FCW2142A2VG | 27 | MCH-CCTV-SW | Switch | CISCO | C2960-24TC | 10.60.63.70 | Gi0/5 | NOC PC
Yes | MCH | Modular Data Center | Mongla Customs Main Building | 1st Floor | Data Center | MDC Rack-1 | VARICOM | 42 | X7S-6242-RGB-B | FCW2142A2VG | 27 | MCH-CCTV-SW | Switch | CISCO | C2960-24TC | 10.60.63.70 | Gi0/6 | NOC PC
Yes | MCH | Modular Data Center | Mongla Customs Main Building | 1st Floor | Data Center | MDC Rack-1 | VARICOM | 42 | X7S-6242-RGB-B | FCW2142A2VG | 27 | MCH-CCTV-SW | Switch | CISCO | C2960-24TC | 10.60.63.70 | Gi0/7 | CC Camera
Yes | MCH | Modular Data Center | Mongla Customs Main Building | 1st Floor | Data Center | MDC Rack-1 | VARICOM | 42 | X7S-6242-RGB-B | FCW2142A2VG | 27 | MCH-CCTV-SW | Switch | CISCO | C2960-24TC | 10.60.63.70 | Gi0/8 | CC Camera
Yes | MCH | Modular Data Center | Mongla Customs Main Building | 1st Floor | Data Center | MDC Rack-1 | VARICOM | 42 | X7S-6242-RGB-B | FCW2142A2VG | 27 | MCH-CCTV-SW | Switch | CISCO | C2960-24TC | 10.60.63.70 | Gi0/9 | CC Camera
Yes | MCH | Modular Data Center | Mongla Customs Main Building | 1st Floor | Data Center | MDC Rack-1 | VARICOM | 42 | X7S-6242-RGB-B | FCW2142A2VG | 27 | MCH-CCTV-SW | Switch | CISCO | C2960-24TC | 10.60.63.70 | Gi0/10 | CC Camera
Yes | MCH | Modular Data Center | Mongla Customs Main Building | 1st Floor | Data Center | MDC Rack-1 | VARICOM | 42 | X7S-6242-RGB-B | FCW2142A2VG | 27 | MCH-CCTV-SW | Switch | CISCO | C2960-24TC | 10.60.63.70 | Gi0/11 | CC Camera
Yes | MCH | Modular Data Center | Mongla Customs Main Building | 1st Floor | Data Center | MDC Rack-1 | VARICOM | 42 | X7S-6242-RGB-B | FCW2142A2VG | 27 | MCH-CCTV-SW | Switch | CISCO | C2960-24TC | 10.60.63.70 | Gi0/12 | CC Camera
Yes | MCH | Modular Data Center | Mongla Customs Main Building | 1st Floor | Data Center | MDC Rack-1 | VARICOM | 42 | X7S-6242-RGB-B | FCW2142A2VG | 27 | MCH-CCTV-SW | Switch | CISCO | C2960-24TC | 10.60.63.70 | Gi0/13 | NVR
Yes | MCH | Modular Data Center | Mongla Customs Main Building | 1st Floor | Data Center | MDC Rack-1 | VARICOM | 42 | X7S-6242-RGB-B | FCW2142A2VG | 27 | MCH-CCTV-SW | Switch | CISCO | C2960-24TC | 10.60.63.70 | Gi0/14 | N/A
Yes | MCH | Modular Data Center | Mongla Customs Main Building | 1st Floor | Data Center | MDC Rack-1 | VARICOM | 42 | X7S-6242-RGB-B | FCW2142A2VG | 27 | MCH-CCTV-SW | Switch | CISCO | C2960-24TC | 10.60.63.70 | Gi0/15 | Access Control
Yes | MCH | Modular Data Center | Mongla Customs Main Building | 1st Floor | Data Center | MDC Rack-1 | VARICOM | 42 | X7S-6242-RGB-B | FCW2142A2VG | 27 | MCH-CCTV-SW | Switch | CISCO | C2960-24TC | 10.60.63.70 | Gi0/16 | Access Control
Yes | MCH | Modular Data Center | Mongla Customs Main Building | 1st Floor | Data Center | MDC Rack-1 | VARICOM | 42 | X7S-6242-RGB-B | FCW2142A2VG | 27 | MCH-CCTV-SW | Switch | CISCO | C2960-24TC | 10.60.63.70 | Gi0/17 | Access Control
Yes | MCH | Modular Data Center | Mongla Customs Main Building | 1st Floor | Data Center | MDC Rack-1 | VARICOM | 42 | X7S-6242-RGB-B | FCW2142A2VG | 27 | MCH-CCTV-SW | Switch | CISCO | C2960-24TC | 10.60.63.70 | Gi0/18 | Access Control
Yes | MCH | Modular Data Center | Mongla Customs Main Building | 1st Floor | Data Center | MDC Rack-1 | VARICOM | 42 | X7S-6242-RGB-B | FCW2142A2VG | 27 | MCH-CCTV-SW | Switch | CISCO | C2960-24TC | 10.60.63.70 | Gi0/19 | MCH-INT-RTR-01 Gi0
Yes | MCH | Modular Data Center | Mongla Customs Main Building | 1st Floor | Data Center | MDC Rack-1 | VARICOM | 42 | X7S-6242-RGB-B | FCW2142A2VG | 27 | MCH-CCTV-SW | Switch | CISCO | C2960-24TC | 10.60.63.70 | Gi0/20 | MCH-INT-RTR-02 Gi0
Yes | MCH | Modular Data Center | Mongla Customs Main Building | 1st Floor | Data Center | MDC Rack-1 | VARICOM | 42 | X7S-6242-RGB-B | FCW2142A2VG | 27 | MCH-CCTV-SW | Switch | CISCO | C2960-24TC | 10.60.63.70 | Gi0/21 | MCH-INT-FW-01 MGMT
Yes | MCH | Modular Data Center | Mongla Customs Main Building | 1st Floor | Data Center | MDC Rack-1 | VARICOM | 42 | X7S-6242-RGB-B | FCW2142A2VG | 27 | MCH-CCTV-SW | Switch | CISCO | C2960-24TC | 10.60.63.70 | Gi0/22 | MCH-INT-FW-02 MGMT
Yes | MCH | Modular Data Center | Mongla Customs Main Building | 1st Floor | Data Center | MDC Rack-1 | VARICOM | 42 | X7S-6242-RGB-B | FCW2142A2VG | 27 | MCH-CCTV-SW | Switch | CISCO | C2960-24TC | 10.60.63.70 | Gi0/23 | Core-Switch
Yes | MCH | Modular Data Center | Mongla Customs Main Building | 1st Floor | Data Center | MDC Rack-1 | VARICOM | 42 | X7S-6242-RGB-B | FCW2142A2VG | 27 | MCH-CCTV-SW | Switch | CISCO | C2960-24TC | 10.60.63.70 | Gi0/24 | Core-Switch
Yes | MCH | Modular Data Center | Mongla Customs Main Building | 1st Floor | Data Center | MDC Rack-1 | VARICOM | 42 | X7S-6242-RGB-B | FOC1850W2YJ | 30 | MCH-SERVER-SW | Switch | CISCO | C2960-24TC | 10.60.63.69 | Fa0/1 | AD-Server-CIMC
Yes | MCH | Modular Data Center | Mongla Customs Main Building | 1st Floor | Data Center | MDC Rack-1 | VARICOM | 42 | X7S-6242-RGB-B | FOC1850W2YJ | 30 | MCH-SERVER-SW | Switch | CISCO | C2960-24TC | 10.60.63.69 | Fa0/2 | NMS-Server-CIMC
Yes | MCH | Modular Data Center | Mongla Customs Main Building | 1st Floor | Data Center | MDC Rack-1 | VARICOM | 42 | X7S-6242-RGB-B | FOC1850W2YJ | 30 | MCH-SERVER-SW | Switch | CISCO | C2960-24TC | 10.60.63.69 | Fa0/3 | AD-Server
Yes | MCH | Modular Data Center | Mongla Customs Main Building | 1st Floor | Data Center | MDC Rack-1 | VARICOM | 42 | X7S-6242-RGB-B | FOC1850W2YJ | 30 | MCH-SERVER-SW | Switch | CISCO | C2960-24TC | 10.60.63.69 | Fa0/4 | AD-Server
Yes | MCH | Modular Data Center | Mongla Customs Main Building | 1st Floor | Data Center | MDC Rack-1 | VARICOM | 42 | X7S-6242-RGB-B | FOC1850W2YJ | 30 | MCH-SERVER-SW | Switch | CISCO | C2960-24TC | 10.60.63.69 | Fa0/5 | AD-Server
Yes | MCH | Modular Data Center | Mongla Customs Main Building | 1st Floor | Data Center | MDC Rack-1 | VARICOM | 42 | X7S-6242-RGB-B | FOC1850W2YJ | 30 | MCH-SERVER-SW | Switch | CISCO | C2960-24TC | 10.60.63.69 | Fa0/6 | NMS-Server
Yes | MCH | Modular Data Center | Mongla Customs Main Building | 1st Floor | Data Center | MDC Rack-1 | VARICOM | 42 | X7S-6242-RGB-B | FOC1850W2YJ | 30 | MCH-SERVER-SW | Switch | CISCO | C2960-24TC | 10.60.63.69 | Fa0/7 | NMS-Server
Yes | MCH | Modular Data Center | Mongla Customs Main Building | 1st Floor | Data Center | MDC Rack-1 | VARICOM | 42 | X7S-6242-RGB-B | FOC1850W2YJ | 30 | MCH-SERVER-SW | Switch | CISCO | C2960-24TC | 10.60.63.69 | Fa0/8 | NMS-Server
Yes | MCH | Modular Data Center | Mongla Customs Main Building | 1st Floor | Data Center | MDC Rack-1 | VARICOM | 42 | X7S-6242-RGB-B | FOC1850W2YJ | 30 | MCH-SERVER-SW | Switch | CISCO | C2960-24TC | 10.60.63.69 | Fa0/9 | NMS-Server
Yes | MCH | Modular Data Center | Mongla Customs Main Building | 1st Floor | Data Center | MDC Rack-1 | VARICOM | 42 | X7S-6242-RGB-B | FOC1850W2YJ | 30 | MCH-SERVER-SW | Switch | CISCO | C2960-24TC | 10.60.63.69 | Fa0/10 | NMS-Server
Yes | MCH | Modular Data Center | Mongla Customs Main Building | 1st Floor | Data Center | MDC Rack-1 | VARICOM | 42 | X7S-6242-RGB-B | FOC1850W2YJ | 30 | MCH-SERVER-SW | Switch | CISCO | C2960-24TC | 10.60.63.69 | Fa0/11 | NMS-Server
Yes | MCH | Modular Data Center | Mongla Customs Main Building | 1st Floor | Data Center | MDC Rack-1 | VARICOM | 42 | X7S-6242-RGB-B | FOC1850W2YJ | 30 | MCH-SERVER-SW | Switch | CISCO | C2960-24TC | 10.60.63.69 | Fa0/12 | N/A
Yes | MCH | Modular Data Center | Mongla Customs Main Building | 1st Floor | Data Center | MDC Rack-1 | VARICOM | 42 | X7S-6242-RGB-B | FOC1850W2YJ | 30 | MCH-SERVER-SW | Switch | CISCO | C2960-24TC | 10.60.63.69 | Fa0/13 | N/A
Yes | MCH | Modular Data Center | Mongla Customs Main Building | 1st Floor | Data Center | MDC Rack-1 | VARICOM | 42 | X7S-6242-RGB-B | FOC1850W2YJ | 30 | MCH-SERVER-SW | Switch | CISCO | C2960-24TC | 10.60.63.69 | Fa0/14 | N/A
Yes | MCH | Modular Data Center | Mongla Customs Main Building | 1st Floor | Data Center | MDC Rack-1 | VARICOM | 42 | X7S-6242-RGB-B | FOC1850W2YJ | 30 | MCH-SERVER-SW | Switch | CISCO | C2960-24TC | 10.60.63.69 | Fa0/15 | N/A
Yes | MCH | Modular Data Center | Mongla Customs Main Building | 1st Floor | Data Center | MDC Rack-1 | VARICOM | 42 | X7S-6242-RGB-B | FOC1850W2YJ | 30 | MCH-SERVER-SW | Switch | CISCO | C2960-24TC | 10.60.63.69 | Fa0/16 | N/A
Yes | MCH | Modular Data Center | Mongla Customs Main Building | 1st Floor | Data Center | MDC Rack-1 | VARICOM | 42 | X7S-6242-RGB-B | FOC1850W2YJ | 30 | MCH-SERVER-SW | Switch | CISCO | C2960-24TC | 10.60.63.69 | Fa0/17 | N/A
Yes | MCH | Modular Data Center | Mongla Customs Main Building | 1st Floor | Data Center | MDC Rack-1 | VARICOM | 42 | X7S-6242-RGB-B | FOC1850W2YJ | 30 | MCH-SERVER-SW | Switch | CISCO | C2960-24TC | 10.60.63.69 | Fa0/18 | N/A
Yes | MCH | Modular Data Center | Mongla Customs Main Building | 1st Floor | Data Center | MDC Rack-1 | VARICOM | 42 | X7S-6242-RGB-B | FOC1850W2YJ | 30 | MCH-SERVER-SW | Switch | CISCO | C2960-24TC | 10.60.63.69 | Fa0/19 | N/A
Yes | MCH | Modular Data Center | Mongla Customs Main Building | 1st Floor | Data Center | MDC Rack-1 | VARICOM | 42 | X7S-6242-RGB-B | FOC1850W2YJ | 30 | MCH-SERVER-SW | Switch | CISCO | C2960-24TC | 10.60.63.69 | Fa0/20 | N/A
Yes | MCH | Modular Data Center | Mongla Customs Main Building | 1st Floor | Data Center | MDC Rack-1 | VARICOM | 42 | X7S-6242-RGB-B | FOC1850W2YJ | 30 | MCH-SERVER-SW | Switch | CISCO | C2960-24TC | 10.60.63.69 | Fa0/21 | N/A
Yes | MCH | Modular Data Center | Mongla Customs Main Building | 1st Floor | Data Center | MDC Rack-1 | VARICOM | 42 | X7S-6242-RGB-B | FOC1850W2YJ | 30 | MCH-SERVER-SW | Switch | CISCO | C2960-24TC | 10.60.63.69 | Fa0/22 | N/A
Yes | MCH | Modular Data Center | Mongla Customs Main Building | 1st Floor | Data Center | MDC Rack-1 | VARICOM | 42 | X7S-6242-RGB-B | FOC1850W2YJ | 30 | MCH-SERVER-SW | Switch | CISCO | C2960-24TC | 10.60.63.69 | Fa0/23 | N/A
Yes | MCH | Modular Data Center | Mongla Customs Main Building | 1st Floor | Data Center | MDC Rack-1 | VARICOM | 42 | X7S-6242-RGB-B | FOC1850W2YJ | 30 | MCH-SERVER-SW | Switch | CISCO | C2960-24TC | 10.60.63.69 | Fa0/24 | N/A
Yes | MCH | Modular Data Center | Mongla Customs Main Building | 1st Floor | Data Center | MDC Rack-1 | VARICOM | 42 | X7S-6242-RGB-B | FOC1850W2YJ | 30 | MCH-SERVER-SW | Switch | CISCO | C2960-24TC | 10.60.63.69 | Gi0/1 | Core-Switch
Yes | MCH | Modular Data Center | Mongla Customs Main Building | 1st Floor | Data Center | MDC Rack-1 | VARICOM | 42 | X7S-6242-RGB-B | FOC1850W2YJ | 30 | MCH-SERVER-SW | Switch | CISCO | C2960-24TC | 10.60.63.69 | Gi0/2 | Core-Switch
Yes | MCH | Customs Campus Area | Mongla Customs Main Building | 1st Floor | N/A | Rack-01 | VIVANCO | 15 | VSA.6615.01.10E | JAE26200LHW | 7 | MCH-RACK-01-ACC-SW-01 | Switch | CISCO | C9200-48T-E | 10.60.63.71 | Gi1/0/1 | Joint Commissioner
Yes | MCH | Customs Campus Area | Mongla Customs Main Building | 1st Floor | N/A | Rack-01 | VIVANCO | 15 | VSA.6615.01.10E | JAE26200LHW | 7 | MCH-RACK-01-ACC-SW-01 | Switch | CISCO | C9200-48T-E | 10.60.63.71 | Gi1/0/2 | Joint Commissioner
Yes | MCH | Customs Campus Area | Mongla Customs Main Building | 1st Floor | N/A | Rack-01 | VIVANCO | 15 | VSA.6615.01.10E | JAE26200LHW | 7 | MCH-RACK-01-ACC-SW-01 | Switch | CISCO | C9200-48T-E | 10.60.63.71 | Gi1/0/3 | Md. Mahfuz Ahmed (JC)
Yes | MCH | Customs Campus Area | Mongla Customs Main Building | 1st Floor | N/A | Rack-01 | VIVANCO | 15 | VSA.6615.01.10E | JAE26200LHW | 7 | MCH-RACK-01-ACC-SW-01 | Switch | CISCO | C9200-48T-E | 10.60.63.71 | Gi1/0/4 | A K M Khairul Bashar (DC)
Yes | MCH | Customs Campus Area | Mongla Customs Main Building | 1st Floor | N/A | Rack-01 | VIVANCO | 15 | VSA.6615.01.10E | JAE26200LHW | 7 | MCH-RACK-01-ACC-SW-01 | Switch | CISCO | C9200-48T-E | 10.60.63.71 | Gi1/0/5 | Deputy Commissioner
Yes | MCH | Customs Campus Area | Mongla Customs Main Building | 1st Floor | N/A | Rack-01 | VIVANCO | 15 | VSA.6615.01.10E | JAE26200LHW | 7 | MCH-RACK-01-ACC-SW-01 | Switch | CISCO | C9200-48T-E | 10.60.63.71 | Gi1/0/6 | Commissioner
Yes | MCH | Customs Campus Area | Mongla Customs Main Building | 1st Floor | N/A | Rack-01 | VIVANCO | 15 | VSA.6615.01.10E | JAE26200LHW | 7 | MCH-RACK-01-ACC-SW-01 | Switch | CISCO | C9200-48T-E | 10.60.63.71 | Gi1/0/7 | Commissioner
Yes | MCH | Customs Campus Area | Mongla Customs Main Building | 1st Floor | N/A | Rack-01 | VIVANCO | 15 | VSA.6615.01.10E | JAE26200LHW | 7 | MCH-RACK-01-ACC-SW-01 | Switch | CISCO | C9200-48T-E | 10.60.63.71 | Gi1/0/8 | Mohammad Neazur Rahman (Comm)
Yes | MCH | Customs Campus Area | Mongla Customs Main Building | 1st Floor | N/A | Rack-01 | VIVANCO | 15 | VSA.6615.01.10E | JAE26200LHW | 7 | MCH-RACK-01-ACC-SW-01 | Switch | CISCO | C9200-48T-E | 10.60.63.71 | Gi1/0/9 | Commissioner
Yes | MCH | Customs Campus Area | Mongla Customs Main Building | 1st Floor | N/A | Rack-01 | VIVANCO | 15 | VSA.6615.01.10E | JAE26200LHW | 7 | MCH-RACK-01-ACC-SW-01 | Switch | CISCO | C9200-48T-E | 10.60.63.71 | Gi1/0/10 | Commissioner
Yes | MCH | Customs Campus Area | Mongla Customs Main Building | 1st Floor | N/A | Rack-01 | VIVANCO | 15 | VSA.6615.01.10E | JAE26200LHW | 7 | MCH-RACK-01-ACC-SW-01 | Switch | CISCO | C9200-48T-E | 10.60.63.71 | Gi1/0/11 | Md. Kamruzzaman Howlader (AP)
Yes | MCH | Customs Campus Area | Mongla Customs Main Building | 1st Floor | N/A | Rack-01 | VIVANCO | 15 | VSA.6615.01.10E | JAE26200LHW | 7 | MCH-RACK-01-ACC-SW-01 | Switch | CISCO | C9200-48T-E | 10.60.63.71 | Gi1/0/12 | Asst. Programmer
Yes | MCH | Customs Campus Area | Mongla Customs Main Building | 1st Floor | N/A | Rack-01 | VIVANCO | 15 | VSA.6615.01.10E | JAE26200LHW | 7 | MCH-RACK-01-ACC-SW-01 | Switch | CISCO | C9200-48T-E | 10.60.63.71 | Gi1/0/13 | Asst. Programmer
Yes | MCH | Customs Campus Area | Mongla Customs Main Building | 1st Floor | N/A | Rack-01 | VIVANCO | 15 | VSA.6615.01.10E | JAE26200LHW | 7 | MCH-RACK-01-ACC-SW-01 | Switch | CISCO | C9200-48T-E | 10.60.63.71 | Gi1/0/14 | Asst. Programmer
Yes | MCH | Customs Campus Area | Mongla Customs Main Building | 1st Floor | N/A | Rack-01 | VIVANCO | 15 | VSA.6615.01.10E | JAE26200LHW | 7 | MCH-RACK-01-ACC-SW-01 | Switch | CISCO | C9200-48T-E | 10.60.63.71 | Gi1/0/15 | Asst. Programmer
Yes | MCH | Customs Campus Area | Mongla Customs Main Building | 1st Floor | N/A | Rack-01 | VIVANCO | 15 | VSA.6615.01.10E | JAE26200LHW | 7 | MCH-RACK-01-ACC-SW-01 | Switch | CISCO | C9200-48T-E | 10.60.63.71 | Gi1/0/16 | Md. Kamruzzaman Howlader (AP)
Yes | MCH | Customs Campus Area | Mongla Customs Main Building | 1st Floor | N/A | Rack-01 | VIVANCO | 15 | VSA.6615.01.10E | JAE26200LHW | 7 | MCH-RACK-01-ACC-SW-01 | Switch | CISCO | C9200-48T-E | 10.60.63.71 | Gi1/0/17 | Asst. Programmer
Yes | MCH | Customs Campus Area | Mongla Customs Main Building | 1st Floor | N/A | Rack-01 | VIVANCO | 15 | VSA.6615.01.10E | JAE26200LHW | 7 | MCH-RACK-01-ACC-SW-01 | Switch | CISCO | C9200-48T-E | 10.60.63.71 | Gi1/0/18 | Old Data Center
Yes | MCH | Customs Campus Area | Mongla Customs Main Building | 1st Floor | N/A | Rack-01 | VIVANCO | 15 | VSA.6615.01.10E | JAE26200LHW | 7 | MCH-RACK-01-ACC-SW-01 | Switch | CISCO | C9200-48T-E | 10.60.63.71 | Gi1/0/19 | Old Data Center
Yes | MCH | Customs Campus Area | Mongla Customs Main Building | 1st Floor | N/A | Rack-01 | VIVANCO | 15 | VSA.6615.01.10E | JAE26200LHW | 7 | MCH-RACK-01-ACC-SW-01 | Switch | CISCO | C9200-48T-E | 10.60.63.71 | Gi1/0/20 | Old Data Center
Yes | MCH | Customs Campus Area | Mongla Customs Main Building | 1st Floor | N/A | Rack-01 | VIVANCO | 15 | VSA.6615.01.10E | JAE26200LHW | 7 | MCH-RACK-01-ACC-SW-01 | Switch | CISCO | C9200-48T-E | 10.60.63.71 | Gi1/0/21 | Joint Commissioner
Yes | MCH | Customs Campus Area | Mongla Customs Main Building | 1st Floor | N/A | Rack-01 | VIVANCO | 15 | VSA.6615.01.10E | JAE26200LHW | 7 | MCH-RACK-01-ACC-SW-01 | Switch | CISCO | C9200-48T-E | 10.60.63.71 | Gi1/0/22 | Mohibbur Rahman Bhuiyan (JC)
Yes | MCH | Customs Campus Area | Mongla Customs Main Building | 1st Floor | N/A | Rack-01 | VIVANCO | 15 | VSA.6615.01.10E | JAE26200LHW | 7 | MCH-RACK-01-ACC-SW-01 | Switch | CISCO | C9200-48T-E | 10.60.63.71 | Gi1/0/23 | Asst. Commissioner
Yes | MCH | Customs Campus Area | Mongla Customs Main Building | 1st Floor | N/A | Rack-01 | VIVANCO | 15 | VSA.6615.01.10E | JAE26200LHW | 7 | MCH-RACK-01-ACC-SW-01 | Switch | CISCO | C9200-48T-E | 10.60.63.71 | Gi1/0/24 | Asst. Commissioner
Yes | MCH | Customs Campus Area | Mongla Customs Main Building | 1st Floor | N/A | Rack-01 | VIVANCO | 15 | VSA.6615.01.10E | JAE26200LHW | 7 | MCH-RACK-01-ACC-SW-01 | Switch | CISCO | C9200-48T-E | 10.60.63.71 | Gi1/0/25 | Jiahur Rahman (PA to Comm.)
Yes | MCH | Customs Campus Area | Mongla Customs Main Building | 1st Floor | N/A | Rack-01 | VIVANCO | 15 | VSA.6615.01.10E | JAE26200LHW | 7 | MCH-RACK-01-ACC-SW-01 | Switch | CISCO | C9200-48T-E | 10.60.63.71 | Gi1/0/26 | PA to Commissioner
Yes | MCH | Customs Campus Area | Mongla Customs Main Building | 1st Floor | N/A | Rack-01 | VIVANCO | 15 | VSA.6615.01.10E | JAE26200LHW | 7 | MCH-RACK-01-ACC-SW-01 | Switch | CISCO | C9200-48T-E | 10.60.63.71 | Gi1/0/27 | Conference Room
Yes | MCH | Customs Campus Area | Mongla Customs Main Building | 1st Floor | N/A | Rack-01 | VIVANCO | 15 | VSA.6615.01.10E | JAE26200LHW | 7 | MCH-RACK-01-ACC-SW-01 | Switch | CISCO | C9200-48T-E | 10.60.63.71 | Gi1/0/28 | Conference Room
Yes | MCH | Customs Campus Area | Mongla Customs Main Building | 1st Floor | N/A | Rack-01 | VIVANCO | 15 | VSA.6615.01.10E | JAE26200LHW | 7 | MCH-RACK-01-ACC-SW-01 | Switch | CISCO | C9200-48T-E | 10.60.63.71 | Gi1/0/29 | Bond Branch
Yes | MCH | Customs Campus Area | Mongla Customs Main Building | 1st Floor | N/A | Rack-01 | VIVANCO | 15 | VSA.6615.01.10E | JAE26200LHW | 7 | MCH-RACK-01-ACC-SW-01 | Switch | CISCO | C9200-48T-E | 10.60.63.71 | Gi1/0/30 | Bond Branch
Yes | MCH | Customs Campus Area | Mongla Customs Main Building | 1st Floor | N/A | Rack-01 | VIVANCO | 15 | VSA.6615.01.10E | JAE26200LHW | 7 | MCH-RACK-01-ACC-SW-01 | Switch | CISCO | C9200-48T-E | 10.60.63.71 | Gi1/0/31 | Roman Ahmed (UDA)
Yes | MCH | Customs Campus Area | Mongla Customs Main Building | 1st Floor | N/A | Rack-01 | VIVANCO | 15 | VSA.6615.01.10E | JAE26200LHW | 7 | MCH-RACK-01-ACC-SW-01 | Switch | CISCO | C9200-48T-E | 10.60.63.71 | Gi1/0/32 | Public Administration
Yes | MCH | Customs Campus Area | Mongla Customs Main Building | 1st Floor | N/A | Rack-01 | VIVANCO | 15 | VSA.6615.01.10E | JAE26200LHW | 7 | MCH-RACK-01-ACC-SW-01 | Switch | CISCO | C9200-48T-E | 10.60.63.71 | Gi1/0/33 | Public Administration
Yes | MCH | Customs Campus Area | Mongla Customs Main Building | 1st Floor | N/A | Rack-01 | VIVANCO | 15 | VSA.6615.01.10E | JAE26200LHW | 7 | MCH-RACK-01-ACC-SW-01 | Switch | CISCO | C9200-48T-E | 10.60.63.71 | Gi1/0/34 | Md. Amdad Hosain (Operator)
Yes | MCH | Customs Campus Area | Mongla Customs Main Building | 1st Floor | N/A | Rack-01 | VIVANCO | 15 | VSA.6615.01.10E | JAE26200LHW | 7 | MCH-RACK-01-ACC-SW-01 | Switch | CISCO | C9200-48T-E | 10.60.63.71 | Gi1/0/35 | ARO
Yes | MCH | Customs Campus Area | Mongla Customs Main Building | 1st Floor | N/A | Rack-01 | VIVANCO | 15 | VSA.6615.01.10E | JAE26200LHW | 7 | MCH-RACK-01-ACC-SW-01 | Switch | CISCO | C9200-48T-E | 10.60.63.71 | Gi1/0/36 | ARO
Yes | MCH | Customs Campus Area | Mongla Customs Main Building | 1st Floor | N/A | Rack-01 | VIVANCO | 15 | VSA.6615.01.10E | JAE26200LHW | 7 | MCH-RACK-01-ACC-SW-01 | Switch | CISCO | C9200-48T-E | 10.60.63.71 | Gi1/0/37 | Md. Mamun Sheikh (ARO)
Yes | MCH | Customs Campus Area | Mongla Customs Main Building | 1st Floor | N/A | Rack-01 | VIVANCO | 15 | VSA.6615.01.10E | JAE26200LHW | 7 | MCH-RACK-01-ACC-SW-01 | Switch | CISCO | C9200-48T-E | 10.60.63.71 | Gi1/0/38 | Apurba Krishno Pramanik (Researcher)
Yes | MCH | Customs Campus Area | Mongla Customs Main Building | 1st Floor | N/A | Rack-01 | VIVANCO | 15 | VSA.6615.01.10E | JAE26200LHW | 7 | MCH-RACK-01-ACC-SW-01 | Switch | CISCO | C9200-48T-E | 10.60.63.71 | Gi1/0/39 | RO
Yes | MCH | Customs Campus Area | Mongla Customs Main Building | 1st Floor | N/A | Rack-01 | VIVANCO | 15 | VSA.6615.01.10E | JAE26200LHW | 7 | MCH-RACK-01-ACC-SW-01 | Switch | CISCO | C9200-48T-E | 10.60.63.71 | Gi1/0/40 | RO
Yes | MCH | Customs Campus Area | Mongla Customs Main Building | 1st Floor | N/A | Rack-01 | VIVANCO | 15 | VSA.6615.01.10E | JAE26200LHW | 7 | MCH-RACK-01-ACC-SW-01 | Switch | CISCO | C9200-48T-E | 10.60.63.71 | Gi1/0/41 | PA to JC
Yes | MCH | Customs Campus Area | Mongla Customs Main Building | 1st Floor | N/A | Rack-01 | VIVANCO | 15 | VSA.6615.01.10E | JAE26200LHW | 7 | MCH-RACK-01-ACC-SW-01 | Switch | CISCO | C9200-48T-E | 10.60.63.71 | Gi1/0/42 | Room
Yes | MCH | Customs Campus Area | Mongla Customs Main Building | 1st Floor | N/A | Rack-01 | VIVANCO | 15 | VSA.6615.01.10E | JAE26200LHW | 7 | MCH-RACK-01-ACC-SW-01 | Switch | CISCO | C9200-48T-E | 10.60.63.71 | Gi1/0/43 | Room
Yes | MCH | Customs Campus Area | Mongla Customs Main Building | 1st Floor | N/A | Rack-01 | VIVANCO | 15 | VSA.6615.01.10E | JAE26200LHW | 7 | MCH-RACK-01-ACC-SW-01 | Switch | CISCO | C9200-48T-E | 10.60.63.71 | Gi1/0/44 | Md.Mijanur Rahman (DC)
Yes | MCH | Customs Campus Area | Mongla Customs Main Building | 1st Floor | N/A | Rack-01 | VIVANCO | 15 | VSA.6615.01.10E | JAE26200LHW | 7 | MCH-RACK-01-ACC-SW-01 | Switch | CISCO | C9200-48T-E | 10.60.63.71 | Gi1/0/45 | DC
Yes | MCH | Customs Campus Area | Mongla Customs Main Building | 1st Floor | N/A | Rack-01 | VIVANCO | 15 | VSA.6615.01.10E | JAE26200LHW | 7 | MCH-RACK-01-ACC-SW-01 | Switch | CISCO | C9200-48T-E | 10.60.63.71 | Gi1/0/46 | DC
Yes | MCH | Customs Campus Area | Mongla Customs Main Building | 1st Floor | N/A | Rack-01 | VIVANCO | 15 | VSA.6615.01.10E | JAE26200LHW | 7 | MCH-RACK-01-ACC-SW-01 | Switch | CISCO | C9200-48T-E | 10.60.63.71 | Gi1/0/47 | Desspass
Yes | MCH | Customs Campus Area | Mongla Customs Main Building | 1st Floor | N/A | Rack-01 | VIVANCO | 15 | VSA.6615.01.10E | JAE26200LHW | 7 | MCH-RACK-01-ACC-SW-01 | Switch | CISCO | C9200-48T-E | 10.60.63.71 | Gi1/0/48 | N/A
Yes | MCH | Customs Campus Area | Mongla Customs Main Building | 1st Floor | N/A | Rack-01 | VIVANCO | 15 | VSA.6615.01.10E | JAE26200LHW | 7 | MCH-RACK-01-ACC-SW-01 | Switch | CISCO | C9200-48T-E | 10.60.63.71 | Te1/1/1 | N/A
Yes | MCH | Customs Campus Area | Mongla Customs Main Building | 1st Floor | N/A | Rack-01 | VIVANCO | 15 | VSA.6615.01.10E | JAE26200LHW | 7 | MCH-RACK-01-ACC-SW-01 | Switch | CISCO | C9200-48T-E | 10.60.63.71 | Te1/1/2 | N/A
Yes | MCH | Customs Campus Area | Mongla Customs Main Building | 1st Floor | N/A | Rack-01 | VIVANCO | 15 | VSA.6615.01.10E | JAE26200LHW | 7 | MCH-RACK-01-ACC-SW-01 | Switch | CISCO | C9200-48T-E | 10.60.63.71 | Te1/1/3 | N/A
Yes | MCH | Customs Campus Area | Mongla Customs Main Building | 1st Floor | N/A | Rack-01 | VIVANCO | 15 | VSA.6615.01.10E | JAE26200LHW | 7 | MCH-RACK-01-ACC-SW-01 | Switch | CISCO | C9200-48T-E | 10.60.63.71 | Te1/1/4 | N/A
Yes | MCH | Customs Campus Area | Mongla Customs Main Building | 1st Floor | N/A | Rack-01 | VIVANCO | 15 | VSA.6615.01.10E | JAE26200N7C | 13 | MCH-RACK-01-ACC-SW-02 | Switch | CISCO | C9200-48T-E | 10.60.63.72 | Gi1/0/1 | Desspass
Yes | MCH | Customs Campus Area | Mongla Customs Main Building | 1st Floor | N/A | Rack-01 | VIVANCO | 15 | VSA.6615.01.10E | JAE26200N7C | 13 | MCH-RACK-01-ACC-SW-02 | Switch | CISCO | C9200-48T-E | 10.60.63.72 | Gi1/0/2 | Desspass
Yes | MCH | Customs Campus Area | Mongla Customs Main Building | 1st Floor | N/A | Rack-01 | VIVANCO | 15 | VSA.6615.01.10E | JAE26200N7C | 13 | MCH-RACK-01-ACC-SW-02 | Switch | CISCO | C9200-48T-E | 10.60.63.72 | Gi1/0/3 | Administration
Yes | MCH | Customs Campus Area | Mongla Customs Main Building | 1st Floor | N/A | Rack-01 | VIVANCO | 15 | VSA.6615.01.10E | JAE26200N7C | 13 | MCH-RACK-01-ACC-SW-02 | Switch | CISCO | C9200-48T-E | 10.60.63.72 | Gi1/0/4 | Administration
Yes | MCH | Customs Campus Area | Mongla Customs Main Building | 1st Floor | N/A | Rack-01 | VIVANCO | 15 | VSA.6615.01.10E | JAE26200N7C | 13 | MCH-RACK-01-ACC-SW-02 | Switch | CISCO | C9200-48T-E | 10.60.63.72 | Gi1/0/5 | Sahan Mondol (LDA)
Yes | MCH | Customs Campus Area | Mongla Customs Main Building | 1st Floor | N/A | Rack-01 | VIVANCO | 15 | VSA.6615.01.10E | JAE26200N7C | 13 | MCH-RACK-01-ACC-SW-02 | Switch | CISCO | C9200-48T-E | 10.60.63.72 | Gi1/0/6 | Nazmul Ahsan (RO)
Yes | MCH | Customs Campus Area | Mongla Customs Main Building | 1st Floor | N/A | Rack-01 | VIVANCO | 15 | VSA.6615.01.10E | JAE26200N7C | 13 | MCH-RACK-01-ACC-SW-02 | Switch | CISCO | C9200-48T-E | 10.60.63.72 | Gi1/0/7 | RO
Yes | MCH | Customs Campus Area | Mongla Customs Main Building | 1st Floor | N/A | Rack-01 | VIVANCO | 15 | VSA.6615.01.10E | JAE26200N7C | 13 | MCH-RACK-01-ACC-SW-02 | Switch | CISCO | C9200-48T-E | 10.60.63.72 | Gi1/0/8 | RO
Yes | MCH | Customs Campus Area | Mongla Customs Main Building | 1st Floor | N/A | Rack-01 | VIVANCO | 15 | VSA.6615.01.10E | JAE26200N7C | 13 | MCH-RACK-01-ACC-SW-02 | Switch | CISCO | C9200-48T-E | 10.60.63.72 | Gi1/0/9 | N/A
Yes | MCH | Customs Campus Area | Mongla Customs Main Building | 1st Floor | N/A | Rack-01 | VIVANCO | 15 | VSA.6615.01.10E | JAE26200N7C | 13 | MCH-RACK-01-ACC-SW-02 | Switch | CISCO | C9200-48T-E | 10.60.63.72 | Gi1/0/10 | N/A
Yes | MCH | Customs Campus Area | Mongla Customs Main Building | 1st Floor | N/A | Rack-01 | VIVANCO | 15 | VSA.6615.01.10E | JAE26200N7C | 13 | MCH-RACK-01-ACC-SW-02 | Switch | CISCO | C9200-48T-E | 10.60.63.72 | Gi1/0/11 | N/A
Yes | MCH | Customs Campus Area | Mongla Customs Main Building | 1st Floor | N/A | Rack-01 | VIVANCO | 15 | VSA.6615.01.10E | JAE26200N7C | 13 | MCH-RACK-01-ACC-SW-02 | Switch | CISCO | C9200-48T-E | 10.60.63.72 | Gi1/0/12 | N/A
Yes | MCH | Customs Campus Area | Mongla Customs Main Building | 1st Floor | N/A | Rack-01 | VIVANCO | 15 | VSA.6615.01.10E | JAE26200N7C | 13 | MCH-RACK-01-ACC-SW-02 | Switch | CISCO | C9200-48T-E | 10.60.63.72 | Gi1/0/13 | N/A
Yes | MCH | Customs Campus Area | Mongla Customs Main Building | 1st Floor | N/A | Rack-01 | VIVANCO | 15 | VSA.6615.01.10E | JAE26200N7C | 13 | MCH-RACK-01-ACC-SW-02 | Switch | CISCO | C9200-48T-E | 10.60.63.72 | Gi1/0/14 | N/A
Yes | MCH | Customs Campus Area | Mongla Customs Main Building | 1st Floor | N/A | Rack-01 | VIVANCO | 15 | VSA.6615.01.10E | JAE26200N7C | 13 | MCH-RACK-01-ACC-SW-02 | Switch | CISCO | C9200-48T-E | 10.60.63.72 | Gi1/0/15 | N/A
Yes | MCH | Customs Campus Area | Mongla Customs Main Building | 1st Floor | N/A | Rack-01 | VIVANCO | 15 | VSA.6615.01.10E | JAE26200N7C | 13 | MCH-RACK-01-ACC-SW-02 | Switch | CISCO | C9200-48T-E | 10.60.63.72 | Gi1/0/16 | N/A
Yes | MCH | Customs Campus Area | Mongla Customs Main Building | 1st Floor | N/A | Rack-01 | VIVANCO | 15 | VSA.6615.01.10E | JAE26200N7C | 13 | MCH-RACK-01-ACC-SW-02 | Switch | CISCO | C9200-48T-E | 10.60.63.72 | Gi1/0/17 | N/A
Yes | MCH | Customs Campus Area | Mongla Customs Main Building | 1st Floor | N/A | Rack-01 | VIVANCO | 15 | VSA.6615.01.10E | JAE26200N7C | 13 | MCH-RACK-01-ACC-SW-02 | Switch | CISCO | C9200-48T-E | 10.60.63.72 | Gi1/0/18 | N/A
Yes | MCH | Customs Campus Area | Mongla Customs Main Building | 1st Floor | N/A | Rack-01 | VIVANCO | 15 | VSA.6615.01.10E | JAE26200N7C | 13 | MCH-RACK-01-ACC-SW-02 | Switch | CISCO | C9200-48T-E | 10.60.63.72 | Gi1/0/19 | N/A
Yes | MCH | Customs Campus Area | Mongla Customs Main Building | 1st Floor | N/A | Rack-01 | VIVANCO | 15 | VSA.6615.01.10E | JAE26200N7C | 13 | MCH-RACK-01-ACC-SW-02 | Switch | CISCO | C9200-48T-E | 10.60.63.72 | Gi1/0/20 | N/A
Yes | MCH | Customs Campus Area | Mongla Customs Main Building | 1st Floor | N/A | Rack-01 | VIVANCO | 15 | VSA.6615.01.10E | JAE26200N7C | 13 | MCH-RACK-01-ACC-SW-02 | Switch | CISCO | C9200-48T-E | 10.60.63.72 | Gi1/0/21 | N/A
Yes | MCH | Customs Campus Area | Mongla Customs Main Building | 1st Floor | N/A | Rack-01 | VIVANCO | 15 | VSA.6615.01.10E | JAE26200N7C | 13 | MCH-RACK-01-ACC-SW-02 | Switch | CISCO | C9200-48T-E | 10.60.63.72 | Gi1/0/22 | N/A
Yes | MCH | Customs Campus Area | Mongla Customs Main Building | 1st Floor | N/A | Rack-01 | VIVANCO | 15 | VSA.6615.01.10E | JAE26200N7C | 13 | MCH-RACK-01-ACC-SW-02 | Switch | CISCO | C9200-48T-E | 10.60.63.72 | Gi1/0/23 | N/A
Yes | MCH | Customs Campus Area | Mongla Customs Main Building | 1st Floor | N/A | Rack-01 | VIVANCO | 15 | VSA.6615.01.10E | JAE26200N7C | 13 | MCH-RACK-01-ACC-SW-02 | Switch | CISCO | C9200-48T-E | 10.60.63.72 | Gi1/0/24 | N/A
Yes | MCH | Customs Campus Area | Mongla Customs Main Building | 1st Floor | N/A | Rack-01 | VIVANCO | 15 | VSA.6615.01.10E | JAE26200N7C | 13 | MCH-RACK-01-ACC-SW-02 | Switch | CISCO | C9200-48T-E | 10.60.63.72 | Gi1/0/25 | N/A
Yes | MCH | Customs Campus Area | Mongla Customs Main Building | 1st Floor | N/A | Rack-01 | VIVANCO | 15 | VSA.6615.01.10E | JAE26200N7C | 13 | MCH-RACK-01-ACC-SW-02 | Switch | CISCO | C9200-48T-E | 10.60.63.72 | Gi1/0/26 | N/A
Yes | MCH | Customs Campus Area | Mongla Customs Main Building | 1st Floor | N/A | Rack-01 | VIVANCO | 15 | VSA.6615.01.10E | JAE26200N7C | 13 | MCH-RACK-01-ACC-SW-02 | Switch | CISCO | C9200-48T-E | 10.60.63.72 | Gi1/0/27 | N/A
Yes | MCH | Customs Campus Area | Mongla Customs Main Building | 1st Floor | N/A | Rack-01 | VIVANCO | 15 | VSA.6615.01.10E | JAE26200N7C | 13 | MCH-RACK-01-ACC-SW-02 | Switch | CISCO | C9200-48T-E | 10.60.63.72 | Gi1/0/28 | N/A
Yes | MCH | Customs Campus Area | Mongla Customs Main Building | 1st Floor | N/A | Rack-01 | VIVANCO | 15 | VSA.6615.01.10E | JAE26200N7C | 13 | MCH-RACK-01-ACC-SW-02 | Switch | CISCO | C9200-48T-E | 10.60.63.72 | Gi1/0/29 | N/A
Yes | MCH | Customs Campus Area | Mongla Customs Main Building | 1st Floor | N/A | Rack-01 | VIVANCO | 15 | VSA.6615.01.10E | JAE26200N7C | 13 | MCH-RACK-01-ACC-SW-02 | Switch | CISCO | C9200-48T-E | 10.60.63.72 | Gi1/0/30 | N/A
Yes | MCH | Customs Campus Area | Mongla Customs Main Building | 1st Floor | N/A | Rack-01 | VIVANCO | 15 | VSA.6615.01.10E | JAE26200N7C | 13 | MCH-RACK-01-ACC-SW-02 | Switch | CISCO | C9200-48T-E | 10.60.63.72 | Gi1/0/31 | N/A
Yes | MCH | Customs Campus Area | Mongla Customs Main Building | 1st Floor | N/A | Rack-01 | VIVANCO | 15 | VSA.6615.01.10E | JAE26200N7C | 13 | MCH-RACK-01-ACC-SW-02 | Switch | CISCO | C9200-48T-E | 10.60.63.72 | Gi1/0/32 | N/A
Yes | MCH | Customs Campus Area | Mongla Customs Main Building | 1st Floor | N/A | Rack-01 | VIVANCO | 15 | VSA.6615.01.10E | JAE26200N7C | 13 | MCH-RACK-01-ACC-SW-02 | Switch | CISCO | C9200-48T-E | 10.60.63.72 | Gi1/0/33 | N/A
Yes | MCH | Customs Campus Area | Mongla Customs Main Building | 1st Floor | N/A | Rack-01 | VIVANCO | 15 | VSA.6615.01.10E | JAE26200N7C | 13 | MCH-RACK-01-ACC-SW-02 | Switch | CISCO | C9200-48T-E | 10.60.63.72 | Gi1/0/34 | N/A
Yes | MCH | Customs Campus Area | Mongla Customs Main Building | 1st Floor | N/A | Rack-01 | VIVANCO | 15 | VSA.6615.01.10E | JAE26200N7C | 13 | MCH-RACK-01-ACC-SW-02 | Switch | CISCO | C9200-48T-E | 10.60.63.72 | Gi1/0/35 | N/A
Yes | MCH | Customs Campus Area | Mongla Customs Main Building | 1st Floor | N/A | Rack-01 | VIVANCO | 15 | VSA.6615.01.10E | JAE26200N7C | 13 | MCH-RACK-01-ACC-SW-02 | Switch | CISCO | C9200-48T-E | 10.60.63.72 | Gi1/0/36 | N/A
Yes | MCH | Customs Campus Area | Mongla Customs Main Building | 1st Floor | N/A | Rack-01 | VIVANCO | 15 | VSA.6615.01.10E | JAE26200N7C | 13 | MCH-RACK-01-ACC-SW-02 | Switch | CISCO | C9200-48T-E | 10.60.63.72 | Gi1/0/37 | N/A
Yes | MCH | Customs Campus Area | Mongla Customs Main Building | 1st Floor | N/A | Rack-01 | VIVANCO | 15 | VSA.6615.01.10E | JAE26200N7C | 13 | MCH-RACK-01-ACC-SW-02 | Switch | CISCO | C9200-48T-E | 10.60.63.72 | Gi1/0/38 | N/A
Yes | MCH | Customs Campus Area | Mongla Customs Main Building | 1st Floor | N/A | Rack-01 | VIVANCO | 15 | VSA.6615.01.10E | JAE26200N7C | 13 | MCH-RACK-01-ACC-SW-02 | Switch | CISCO | C9200-48T-E | 10.60.63.72 | Gi1/0/39 | N/A
Yes | MCH | Customs Campus Area | Mongla Customs Main Building | 1st Floor | N/A | Rack-01 | VIVANCO | 15 | VSA.6615.01.10E | JAE26200N7C | 13 | MCH-RACK-01-ACC-SW-02 | Switch | CISCO | C9200-48T-E | 10.60.63.72 | Gi1/0/40 | N/A
Yes | MCH | Customs Campus Area | Mongla Customs Main Building | 1st Floor | N/A | Rack-01 | VIVANCO | 15 | VSA.6615.01.10E | JAE26200N7C | 13 | MCH-RACK-01-ACC-SW-02 | Switch | CISCO | C9200-48T-E | 10.60.63.72 | Gi1/0/41 | N/A
Yes | MCH | Customs Campus Area | Mongla Customs Main Building | 1st Floor | N/A | Rack-01 | VIVANCO | 15 | VSA.6615.01.10E | JAE26200N7C | 13 | MCH-RACK-01-ACC-SW-02 | Switch | CISCO | C9200-48T-E | 10.60.63.72 | Gi1/0/42 | N/A
Yes | MCH | Customs Campus Area | Mongla Customs Main Building | 1st Floor | N/A | Rack-01 | VIVANCO | 15 | VSA.6615.01.10E | JAE26200N7C | 13 | MCH-RACK-01-ACC-SW-02 | Switch | CISCO | C9200-48T-E | 10.60.63.72 | Gi1/0/43 | N/A
Yes | MCH | Customs Campus Area | Mongla Customs Main Building | 1st Floor | N/A | Rack-01 | VIVANCO | 15 | VSA.6615.01.10E | JAE26200N7C | 13 | MCH-RACK-01-ACC-SW-02 | Switch | CISCO | C9200-48T-E | 10.60.63.72 | Gi1/0/44 | N/A
Yes | MCH | Customs Campus Area | Mongla Customs Main Building | 1st Floor | N/A | Rack-01 | VIVANCO | 15 | VSA.6615.01.10E | JAE26200N7C | 13 | MCH-RACK-01-ACC-SW-02 | Switch | CISCO | C9200-48T-E | 10.60.63.72 | Gi1/0/45 | N/A
Yes | MCH | Customs Campus Area | Mongla Customs Main Building | 1st Floor | N/A | Rack-01 | VIVANCO | 15 | VSA.6615.01.10E | JAE26200N7C | 13 | MCH-RACK-01-ACC-SW-02 | Switch | CISCO | C9200-48T-E | 10.60.63.72 | Gi1/0/46 | N/A
Yes | MCH | Customs Campus Area | Mongla Customs Main Building | 1st Floor | N/A | Rack-01 | VIVANCO | 15 | VSA.6615.01.10E | JAE26200N7C | 13 | MCH-RACK-01-ACC-SW-02 | Switch | CISCO | C9200-48T-E | 10.60.63.72 | Gi1/0/47 | N/A
Yes | MCH | Customs Campus Area | Mongla Customs Main Building | 1st Floor | N/A | Rack-01 | VIVANCO | 15 | VSA.6615.01.10E | JAE26200N7C | 13 | MCH-RACK-01-ACC-SW-02 | Switch | CISCO | C9200-48T-E | 10.60.63.72 | Gi1/0/48 | N/A
Yes | MCH | Customs Campus Area | Mongla Customs Main Building | 1st Floor | N/A | Rack-01 | VIVANCO | 15 | VSA.6615.01.10E | JAE26200N7C | 13 | MCH-RACK-01-ACC-SW-02 | Switch | CISCO | C9200-48T-E | 10.60.63.72 | Te1/1/1 | N/A
Yes | MCH | Customs Campus Area | Mongla Customs Main Building | 1st Floor | N/A | Rack-01 | VIVANCO | 15 | VSA.6615.01.10E | JAE26200N7C | 13 | MCH-RACK-01-ACC-SW-02 | Switch | CISCO | C9200-48T-E | 10.60.63.72 | Te1/1/2 | N/A
Yes | MCH | Customs Campus Area | Mongla Customs Main Building | 1st Floor | N/A | Rack-01 | VIVANCO | 15 | VSA.6615.01.10E | JAE26200N7C | 13 | MCH-RACK-01-ACC-SW-02 | Switch | CISCO | C9200-48T-E | 10.60.63.72 | Te1/1/3 | N/A
Yes | MCH | Customs Campus Area | Mongla Customs Main Building | 1st Floor | N/A | Rack-01 | VIVANCO | 15 | VSA.6615.01.10E | JAE26200N7C | 13 | MCH-RACK-01-ACC-SW-02 | Switch | CISCO | C9200-48T-E | 10.60.63.72 | Te1/1/4 | N/A
Yes | MCH | Outside Campus Area | EPZ Gate | Ground Floor | N/A | Rack-02 | VIVANCO | 6 | VSA.6606.01.10E | JAE26200LDZ | 4 | MCH-RACK-02-ACC-SW-01 | Switch | CISCO | C9200-48T-E | 10.60.63.73 | Gi1/0/1 | ARO
Yes | MCH | Outside Campus Area | EPZ Gate | Ground Floor | N/A | Rack-02 | VIVANCO | 6 | VSA.6606.01.10E | JAE26200LDZ | 4 | MCH-RACK-02-ACC-SW-01 | Switch | CISCO | C9200-48T-E | 10.60.63.73 | Gi1/0/2 | ARO
Yes | MCH | Outside Campus Area | EPZ Gate | Ground Floor | N/A | Rack-02 | VIVANCO | 6 | VSA.6606.01.10E | JAE26200LDZ | 4 | MCH-RACK-02-ACC-SW-01 | Switch | CISCO | C9200-48T-E | 10.60.63.73 | Gi1/0/3 | LDA
Yes | MCH | Outside Campus Area | EPZ Gate | Ground Floor | N/A | Rack-02 | VIVANCO | 6 | VSA.6606.01.10E | JAE26200LDZ | 4 | MCH-RACK-02-ACC-SW-01 | Switch | CISCO | C9200-48T-E | 10.60.63.73 | Gi1/0/4 | LDA
Yes | MCH | Outside Campus Area | EPZ Gate | Ground Floor | N/A | Rack-02 | VIVANCO | 6 | VSA.6606.01.10E | JAE26200LDZ | 4 | MCH-RACK-02-ACC-SW-01 | Switch | CISCO | C9200-48T-E | 10.60.63.73 | Gi1/0/5 | LDA
Yes | MCH | Outside Campus Area | EPZ Gate | Ground Floor | N/A | Rack-02 | VIVANCO | 6 | VSA.6606.01.10E | JAE26200LDZ | 4 | MCH-RACK-02-ACC-SW-01 | Switch | CISCO | C9200-48T-E | 10.60.63.73 | Gi1/0/6 | LDA
Yes | MCH | Outside Campus Area | EPZ Gate | Ground Floor | N/A | Rack-02 | VIVANCO | 6 | VSA.6606.01.10E | JAE26200LDZ | 4 | MCH-RACK-02-ACC-SW-01 | Switch | CISCO | C9200-48T-E | 10.60.63.73 | Gi1/0/7 | ARO
Yes | MCH | Outside Campus Area | EPZ Gate | Ground Floor | N/A | Rack-02 | VIVANCO | 6 | VSA.6606.01.10E | JAE26200LDZ | 4 | MCH-RACK-02-ACC-SW-01 | Switch | CISCO | C9200-48T-E | 10.60.63.73 | Gi1/0/8 | ARO
Yes | MCH | Outside Campus Area | EPZ Gate | Ground Floor | N/A | Rack-02 | VIVANCO | 6 | VSA.6606.01.10E | JAE26200LDZ | 4 | MCH-RACK-02-ACC-SW-01 | Switch | CISCO | C9200-48T-E | 10.60.63.73 | Gi1/0/9 | ARO
Yes | MCH | Outside Campus Area | EPZ Gate | Ground Floor | N/A | Rack-02 | VIVANCO | 6 | VSA.6606.01.10E | JAE26200LDZ | 4 | MCH-RACK-02-ACC-SW-01 | Switch | CISCO | C9200-48T-E | 10.60.63.73 | Gi1/0/10 | ARO
Yes | MCH | Outside Campus Area | EPZ Gate | Ground Floor | N/A | Rack-02 | VIVANCO | 6 | VSA.6606.01.10E | JAE26200LDZ | 4 | MCH-RACK-02-ACC-SW-01 | Switch | CISCO | C9200-48T-E | 10.60.63.73 | Gi1/0/11 | Access Point Ground Floor
Yes | MCH | Outside Campus Area | EPZ Gate | Ground Floor | N/A | Rack-02 | VIVANCO | 6 | VSA.6606.01.10E | JAE26200LDZ | 4 | MCH-RACK-02-ACC-SW-01 | Switch | CISCO | C9200-48T-E | 10.60.63.73 | Gi1/0/12 | RO
Yes | MCH | Outside Campus Area | EPZ Gate | Ground Floor | N/A | Rack-02 | VIVANCO | 6 | VSA.6606.01.10E | JAE26200LDZ | 4 | MCH-RACK-02-ACC-SW-01 | Switch | CISCO | C9200-48T-E | 10.60.63.73 | Gi1/0/13 | RO ,Auction
Yes | MCH | Outside Campus Area | EPZ Gate | Ground Floor | N/A | Rack-02 | VIVANCO | 6 | VSA.6606.01.10E | JAE26200LDZ | 4 | MCH-RACK-02-ACC-SW-01 | Switch | CISCO | C9200-48T-E | 10.60.63.73 | Gi1/0/14 | RO, Auction
Yes | MCH | Outside Campus Area | EPZ Gate | Ground Floor | N/A | Rack-02 | VIVANCO | 6 | VSA.6606.01.10E | JAE26200LDZ | 4 | MCH-RACK-02-ACC-SW-01 | Switch | CISCO | C9200-48T-E | 10.60.63.73 | Gi1/0/15 | RO, Auction
Yes | MCH | Outside Campus Area | EPZ Gate | Ground Floor | N/A | Rack-02 | VIVANCO | 6 | VSA.6606.01.10E | JAE26200LDZ | 4 | MCH-RACK-02-ACC-SW-01 | Switch | CISCO | C9200-48T-E | 10.60.63.73 | Gi1/0/16 | RO, EPZ
Yes | MCH | Outside Campus Area | EPZ Gate | Ground Floor | N/A | Rack-02 | VIVANCO | 6 | VSA.6606.01.10E | JAE26200LDZ | 4 | MCH-RACK-02-ACC-SW-01 | Switch | CISCO | C9200-48T-E | 10.60.63.73 | Gi1/0/17 | RO, EPZ
Yes | MCH | Outside Campus Area | EPZ Gate | Ground Floor | N/A | Rack-02 | VIVANCO | 6 | VSA.6606.01.10E | JAE26200LDZ | 4 | MCH-RACK-02-ACC-SW-01 | Switch | CISCO | C9200-48T-E | 10.60.63.73 | Gi1/0/18 | RO, EPZ
Yes | MCH | Outside Campus Area | EPZ Gate | Ground Floor | N/A | Rack-02 | VIVANCO | 6 | VSA.6606.01.10E | JAE26200LDZ | 4 | MCH-RACK-02-ACC-SW-01 | Switch | CISCO | C9200-48T-E | 10.60.63.73 | Gi1/0/19 | RO, EPZ
Yes | MCH | Outside Campus Area | EPZ Gate | Ground Floor | N/A | Rack-02 | VIVANCO | 6 | VSA.6606.01.10E | JAE26200LDZ | 4 | MCH-RACK-02-ACC-SW-01 | Switch | CISCO | C9200-48T-E | 10.60.63.73 | Gi1/0/20 | Auction Branch
Yes | MCH | Outside Campus Area | EPZ Gate | Ground Floor | N/A | Rack-02 | VIVANCO | 6 | VSA.6606.01.10E | JAE26200LDZ | 4 | MCH-RACK-02-ACC-SW-01 | Switch | CISCO | C9200-48T-E | 10.60.63.73 | Gi1/0/21 | Auction Branch
Yes | MCH | Outside Campus Area | EPZ Gate | Ground Floor | N/A | Rack-02 | VIVANCO | 6 | VSA.6606.01.10E | JAE26200LDZ | 4 | MCH-RACK-02-ACC-SW-01 | Switch | CISCO | C9200-48T-E | 10.60.63.73 | Gi1/0/22 | UDA
Yes | MCH | Outside Campus Area | EPZ Gate | Ground Floor | N/A | Rack-02 | VIVANCO | 6 | VSA.6606.01.10E | JAE26200LDZ | 4 | MCH-RACK-02-ACC-SW-01 | Switch | CISCO | C9200-48T-E | 10.60.63.73 | Gi1/0/23 | UDA
Yes | MCH | Outside Campus Area | EPZ Gate | Ground Floor | N/A | Rack-02 | VIVANCO | 6 | VSA.6606.01.10E | JAE26200LDZ | 4 | MCH-RACK-02-ACC-SW-01 | Switch | CISCO | C9200-48T-E | 10.60.63.73 | Gi1/0/24 | Auction Branch
Yes | MCH | Outside Campus Area | EPZ Gate | Ground Floor | N/A | Rack-02 | VIVANCO | 6 | VSA.6606.01.10E | JAE26200LDZ | 4 | MCH-RACK-02-ACC-SW-01 | Switch | CISCO | C9200-48T-E | 10.60.63.73 | Gi1/0/25 | UDA
Yes | MCH | Outside Campus Area | EPZ Gate | Ground Floor | N/A | Rack-02 | VIVANCO | 6 | VSA.6606.01.10E | JAE26200LDZ | 4 | MCH-RACK-02-ACC-SW-01 | Switch | CISCO | C9200-48T-E | 10.60.63.73 | Gi1/0/26 | Access Point 1st Floor
Yes | MCH | Outside Campus Area | EPZ Gate | Ground Floor | N/A | Rack-02 | VIVANCO | 6 | VSA.6606.01.10E | JAE26200LDZ | 4 | MCH-RACK-02-ACC-SW-01 | Switch | CISCO | C9200-48T-E | 10.60.63.73 | Gi1/0/27 | N/A
Yes | MCH | Outside Campus Area | EPZ Gate | Ground Floor | N/A | Rack-02 | VIVANCO | 6 | VSA.6606.01.10E | JAE26200LDZ | 4 | MCH-RACK-02-ACC-SW-01 | Switch | CISCO | C9200-48T-E | 10.60.63.73 | Gi1/0/28 | N/A
Yes | MCH | Outside Campus Area | EPZ Gate | Ground Floor | N/A | Rack-02 | VIVANCO | 6 | VSA.6606.01.10E | JAE26200LDZ | 4 | MCH-RACK-02-ACC-SW-01 | Switch | CISCO | C9200-48T-E | 10.60.63.73 | Gi1/0/29 | N/A
Yes | MCH | Outside Campus Area | EPZ Gate | Ground Floor | N/A | Rack-02 | VIVANCO | 6 | VSA.6606.01.10E | JAE26200LDZ | 4 | MCH-RACK-02-ACC-SW-01 | Switch | CISCO | C9200-48T-E | 10.60.63.73 | Gi1/0/30 | N/A
Yes | MCH | Outside Campus Area | EPZ Gate | Ground Floor | N/A | Rack-02 | VIVANCO | 6 | VSA.6606.01.10E | JAE26200LDZ | 4 | MCH-RACK-02-ACC-SW-01 | Switch | CISCO | C9200-48T-E | 10.60.63.73 | Gi1/0/31 | N/A
Yes | MCH | Outside Campus Area | EPZ Gate | Ground Floor | N/A | Rack-02 | VIVANCO | 6 | VSA.6606.01.10E | JAE26200LDZ | 4 | MCH-RACK-02-ACC-SW-01 | Switch | CISCO | C9200-48T-E | 10.60.63.73 | Gi1/0/32 | N/A
Yes | MCH | Outside Campus Area | EPZ Gate | Ground Floor | N/A | Rack-02 | VIVANCO | 6 | VSA.6606.01.10E | JAE26200LDZ | 4 | MCH-RACK-02-ACC-SW-01 | Switch | CISCO | C9200-48T-E | 10.60.63.73 | Gi1/0/33 | N/A
Yes | MCH | Outside Campus Area | EPZ Gate | Ground Floor | N/A | Rack-02 | VIVANCO | 6 | VSA.6606.01.10E | JAE26200LDZ | 4 | MCH-RACK-02-ACC-SW-01 | Switch | CISCO | C9200-48T-E | 10.60.63.73 | Gi1/0/34 | N/A
Yes | MCH | Outside Campus Area | EPZ Gate | Ground Floor | N/A | Rack-02 | VIVANCO | 6 | VSA.6606.01.10E | JAE26200LDZ | 4 | MCH-RACK-02-ACC-SW-01 | Switch | CISCO | C9200-48T-E | 10.60.63.73 | Gi1/0/35 | N/A
Yes | MCH | Outside Campus Area | EPZ Gate | Ground Floor | N/A | Rack-02 | VIVANCO | 6 | VSA.6606.01.10E | JAE26200LDZ | 4 | MCH-RACK-02-ACC-SW-01 | Switch | CISCO | C9200-48T-E | 10.60.63.73 | Gi1/0/36 | N/A
Yes | MCH | Outside Campus Area | EPZ Gate | Ground Floor | N/A | Rack-02 | VIVANCO | 6 | VSA.6606.01.10E | JAE26200LDZ | 4 | MCH-RACK-02-ACC-SW-01 | Switch | CISCO | C9200-48T-E | 10.60.63.73 | Gi1/0/37 | N/A
Yes | MCH | Outside Campus Area | EPZ Gate | Ground Floor | N/A | Rack-02 | VIVANCO | 6 | VSA.6606.01.10E | JAE26200LDZ | 4 | MCH-RACK-02-ACC-SW-01 | Switch | CISCO | C9200-48T-E | 10.60.63.73 | Gi1/0/38 | N/A
Yes | MCH | Outside Campus Area | EPZ Gate | Ground Floor | N/A | Rack-02 | VIVANCO | 6 | VSA.6606.01.10E | JAE26200LDZ | 4 | MCH-RACK-02-ACC-SW-01 | Switch | CISCO | C9200-48T-E | 10.60.63.73 | Gi1/0/39 | N/A
Yes | MCH | Outside Campus Area | EPZ Gate | Ground Floor | N/A | Rack-02 | VIVANCO | 6 | VSA.6606.01.10E | JAE26200LDZ | 4 | MCH-RACK-02-ACC-SW-01 | Switch | CISCO | C9200-48T-E | 10.60.63.73 | Gi1/0/40 | N/A
Yes | MCH | Outside Campus Area | EPZ Gate | Ground Floor | N/A | Rack-02 | VIVANCO | 6 | VSA.6606.01.10E | JAE26200LDZ | 4 | MCH-RACK-02-ACC-SW-01 | Switch | CISCO | C9200-48T-E | 10.60.63.73 | Gi1/0/41 | N/A
Yes | MCH | Outside Campus Area | EPZ Gate | Ground Floor | N/A | Rack-02 | VIVANCO | 6 | VSA.6606.01.10E | JAE26200LDZ | 4 | MCH-RACK-02-ACC-SW-01 | Switch | CISCO | C9200-48T-E | 10.60.63.73 | Gi1/0/42 | N/A
Yes | MCH | Outside Campus Area | EPZ Gate | Ground Floor | N/A | Rack-02 | VIVANCO | 6 | VSA.6606.01.10E | JAE26200LDZ | 4 | MCH-RACK-02-ACC-SW-01 | Switch | CISCO | C9200-48T-E | 10.60.63.73 | Gi1/0/43 | N/A
Yes | MCH | Outside Campus Area | EPZ Gate | Ground Floor | N/A | Rack-02 | VIVANCO | 6 | VSA.6606.01.10E | JAE26200LDZ | 4 | MCH-RACK-02-ACC-SW-01 | Switch | CISCO | C9200-48T-E | 10.60.63.73 | Gi1/0/44 | N/A
Yes | MCH | Outside Campus Area | EPZ Gate | Ground Floor | N/A | Rack-02 | VIVANCO | 6 | VSA.6606.01.10E | JAE26200LDZ | 4 | MCH-RACK-02-ACC-SW-01 | Switch | CISCO | C9200-48T-E | 10.60.63.73 | Gi1/0/45 | N/A
Yes | MCH | Outside Campus Area | EPZ Gate | Ground Floor | N/A | Rack-02 | VIVANCO | 6 | VSA.6606.01.10E | JAE26200LDZ | 4 | MCH-RACK-02-ACC-SW-01 | Switch | CISCO | C9200-48T-E | 10.60.63.73 | Gi1/0/46 | N/A
Yes | MCH | Outside Campus Area | EPZ Gate | Ground Floor | N/A | Rack-02 | VIVANCO | 6 | VSA.6606.01.10E | JAE26200LDZ | 4 | MCH-RACK-02-ACC-SW-01 | Switch | CISCO | C9200-48T-E | 10.60.63.73 | Gi1/0/47 | N/A
Yes | MCH | Outside Campus Area | EPZ Gate | Ground Floor | N/A | Rack-02 | VIVANCO | 6 | VSA.6606.01.10E | JAE26200LDZ | 4 | MCH-RACK-02-ACC-SW-01 | Switch | CISCO | C9200-48T-E | 10.60.63.73 | Gi1/0/48 | N/A
Yes | MCH | Outside Campus Area | EPZ Gate | Ground Floor | N/A | Rack-02 | VIVANCO | 6 | VSA.6606.01.10E | JAE26200LDZ | 4 | MCH-RACK-02-ACC-SW-01 | Switch | CISCO | C9200-48T-E | 10.60.63.73 | Te1/1/1 | N/A
Yes | MCH | Outside Campus Area | EPZ Gate | Ground Floor | N/A | Rack-02 | VIVANCO | 6 | VSA.6606.01.10E | JAE26200LDZ | 4 | MCH-RACK-02-ACC-SW-01 | Switch | CISCO | C9200-48T-E | 10.60.63.73 | Te1/1/2 | N/A
Yes | MCH | Outside Campus Area | EPZ Gate | Ground Floor | N/A | Rack-02 | VIVANCO | 6 | VSA.6606.01.10E | JAE26200LDZ | 4 | MCH-RACK-02-ACC-SW-01 | Switch | CISCO | C9200-48T-E | 10.60.63.73 | Te1/1/3 | N/A
Yes | MCH | Outside Campus Area | EPZ Gate | Ground Floor | N/A | Rack-02 | VIVANCO | 6 | VSA.6606.01.10E | JAE26200LDZ | 4 | MCH-RACK-02-ACC-SW-01 | Switch | CISCO | C9200-48T-E | 10.60.63.73 | Te1/1/4 | N/A
Yes | MCH | Outside Campus Area | Traffic Building | Ground Floor | N/A | Rack-03 | VIVANCO | 15 | VSA.6615.01.10E | JAE26200SSD | 7 | MCH-RACK-03-ACC-SW-01 | Switch | CISCO | C9200-48T-E | 10.60.63.74 | Gi1/0/1 | RO
Yes | MCH | Outside Campus Area | Traffic Building | Ground Floor | N/A | Rack-03 | VIVANCO | 15 | VSA.6615.01.10E | JAE26200SSD | 7 | MCH-RACK-03-ACC-SW-01 | Switch | CISCO | C9200-48T-E | 10.60.63.74 | Gi1/0/2 | RO
Yes | MCH | Outside Campus Area | Traffic Building | Ground Floor | N/A | Rack-03 | VIVANCO | 15 | VSA.6615.01.10E | JAE26200SSD | 7 | MCH-RACK-03-ACC-SW-01 | Switch | CISCO | C9200-48T-E | 10.60.63.74 | Gi1/0/3 | RO
Yes | MCH | Outside Campus Area | Traffic Building | Ground Floor | N/A | Rack-03 | VIVANCO | 15 | VSA.6615.01.10E | JAE26200SSD | 7 | MCH-RACK-03-ACC-SW-01 | Switch | CISCO | C9200-48T-E | 10.60.63.74 | Gi1/0/4 | RO
Yes | MCH | Outside Campus Area | Traffic Building | Ground Floor | N/A | Rack-03 | VIVANCO | 15 | VSA.6615.01.10E | JAE26200SSD | 7 | MCH-RACK-03-ACC-SW-01 | Switch | CISCO | C9200-48T-E | 10.60.63.74 | Gi1/0/5 | RO
Yes | MCH | Outside Campus Area | Traffic Building | Ground Floor | N/A | Rack-03 | VIVANCO | 15 | VSA.6615.01.10E | JAE26200SSD | 7 | MCH-RACK-03-ACC-SW-01 | Switch | CISCO | C9200-48T-E | 10.60.63.74 | Gi1/0/6 | RO
Yes | MCH | Outside Campus Area | Traffic Building | Ground Floor | N/A | Rack-03 | VIVANCO | 15 | VSA.6615.01.10E | JAE26200SSD | 13 | MCH-RACK-03-ACC-SW-01 | Switch | CISCO | C9200-48T-E | 10.60.63.74 | Gi1/0/7 | RO
Yes | MCH | Outside Campus Area | Traffic Building | Ground Floor | N/A | Rack-03 | VIVANCO | 15 | VSA.6615.01.10E | JAE26200SSD | 13 | MCH-RACK-03-ACC-SW-01 | Switch | CISCO | C9200-48T-E | 10.60.63.74 | Gi1/0/8 | RO
Yes | MCH | Outside Campus Area | Traffic Building | Ground Floor | N/A | Rack-03 | VIVANCO | 15 | VSA.6615.01.10E | JAE26200SSD | 13 | MCH-RACK-03-ACC-SW-01 | Switch | CISCO | C9200-48T-E | 10.60.63.74 | Gi1/0/9 | RO
Yes | MCH | Outside Campus Area | Traffic Building | Ground Floor | N/A | Rack-03 | VIVANCO | 15 | VSA.6615.01.10E | JAE26200SSD | 13 | MCH-RACK-03-ACC-SW-01 | Switch | CISCO | C9200-48T-E | 10.60.63.74 | Gi1/0/10 | RO
Yes | MCH | Outside Campus Area | Traffic Building | Ground Floor | N/A | Rack-03 | VIVANCO | 15 | VSA.6615.01.10E | JAE26200SSD | 13 | MCH-RACK-03-ACC-SW-01 | Switch | CISCO | C9200-48T-E | 10.60.63.74 | Gi1/0/11 | RO
Yes | MCH | Outside Campus Area | Traffic Building | Ground Floor | N/A | Rack-03 | VIVANCO | 15 | VSA.6615.01.10E | JAE26200SSD | 13 | MCH-RACK-03-ACC-SW-01 | Switch | CISCO | C9200-48T-E | 10.60.63.74 | Gi1/0/12 | RO
Yes | MCH | Outside Campus Area | Traffic Building | Ground Floor | N/A | Rack-03 | VIVANCO | 15 | VSA.6615.01.10E | JAE26200SSD | 13 | MCH-RACK-03-ACC-SW-01 | Switch | CISCO | C9200-48T-E | 10.60.63.74 | Gi1/0/13 | LDA
Yes | MCH | Outside Campus Area | Traffic Building | Ground Floor | N/A | Rack-03 | VIVANCO | 15 | VSA.6615.01.10E | JAE26200SSD | 13 | MCH-RACK-03-ACC-SW-01 | Switch | CISCO | C9200-48T-E | 10.60.63.74 | Gi1/0/14 | LDA
Yes | MCH | Outside Campus Area | Traffic Building | Ground Floor | N/A | Rack-03 | VIVANCO | 15 | VSA.6615.01.10E | JAE26200SSD | 13 | MCH-RACK-03-ACC-SW-01 | Switch | CISCO | C9200-48T-E | 10.60.63.74 | Gi1/0/15 | Cumputer Operator
Yes | MCH | Outside Campus Area | Traffic Building | Ground Floor | N/A | Rack-03 | VIVANCO | 15 | VSA.6615.01.10E | JAE26200SSD | 13 | MCH-RACK-03-ACC-SW-01 | Switch | CISCO | C9200-48T-E | 10.60.63.74 | Gi1/0/16 | Cumputer Operator
Yes | MCH | Outside Campus Area | Traffic Building | Ground Floor | N/A | Rack-03 | VIVANCO | 15 | VSA.6615.01.10E | JAE26200SSD | 13 | MCH-RACK-03-ACC-SW-01 | Switch | CISCO | C9200-48T-E | 10.60.63.74 | Gi1/0/17 | LDA
Yes | MCH | Outside Campus Area | Traffic Building | Ground Floor | N/A | Rack-03 | VIVANCO | 15 | VSA.6615.01.10E | JAE26200SSD | 13 | MCH-RACK-03-ACC-SW-01 | Switch | CISCO | C9200-48T-E | 10.60.63.74 | Gi1/0/18 | LDA
Yes | MCH | Outside Campus Area | Traffic Building | Ground Floor | N/A | Rack-03 | VIVANCO | 15 | VSA.6615.01.10E | JAE26200SSD | 13 | MCH-RACK-03-ACC-SW-01 | Switch | CISCO | C9200-48T-E | 10.60.63.74 | Gi1/0/19 | LDA
Yes | MCH | Outside Campus Area | Traffic Building | Ground Floor | N/A | Rack-03 | VIVANCO | 15 | VSA.6615.01.10E | JAE26200SSD | 13 | MCH-RACK-03-ACC-SW-01 | Switch | CISCO | C9200-48T-E | 10.60.63.74 | Gi1/0/20 | LDA
Yes | MCH | Outside Campus Area | Traffic Building | Ground Floor | N/A | Rack-03 | VIVANCO | 15 | VSA.6615.01.10E | JAE26200SSD | 13 | MCH-RACK-03-ACC-SW-01 | Switch | CISCO | C9200-48T-E | 10.60.63.74 | Gi1/0/21 | RO
Yes | MCH | Outside Campus Area | Traffic Building | Ground Floor | N/A | Rack-03 | VIVANCO | 15 | VSA.6615.01.10E | JAE26200SSD | 13 | MCH-RACK-03-ACC-SW-01 | Switch | CISCO | C9200-48T-E | 10.60.63.74 | Gi1/0/22 | RO
Yes | MCH | Outside Campus Area | Traffic Building | Ground Floor | N/A | Rack-03 | VIVANCO | 15 | VSA.6615.01.10E | JAE26200SSD | 13 | MCH-RACK-03-ACC-SW-01 | Switch | CISCO | C9200-48T-E | 10.60.63.74 | Gi1/0/23 | ARO
Yes | MCH | Outside Campus Area | Traffic Building | Ground Floor | N/A | Rack-03 | VIVANCO | 15 | VSA.6615.01.10E | JAE26200SSD | 13 | MCH-RACK-03-ACC-SW-01 | Switch | CISCO | C9200-48T-E | 10.60.63.74 | Gi1/0/24 | UDA
Yes | MCH | Outside Campus Area | Traffic Building | Ground Floor | N/A | Rack-03 | VIVANCO | 15 | VSA.6615.01.10E | JAE26200SSD | 13 | MCH-RACK-03-ACC-SW-01 | Switch | CISCO | C9200-48T-E | 10.60.63.74 | Gi1/0/25 | ARO
Yes | MCH | Outside Campus Area | Traffic Building | Ground Floor | N/A | Rack-03 | VIVANCO | 15 | VSA.6615.01.10E | JAE26200SSD | 13 | MCH-RACK-03-ACC-SW-01 | Switch | CISCO | C9200-48T-E | 10.60.63.74 | Gi1/0/26 | ARO
Yes | MCH | Outside Campus Area | Traffic Building | Ground Floor | N/A | Rack-03 | VIVANCO | 15 | VSA.6615.01.10E | JAE26200SSD | 13 | MCH-RACK-03-ACC-SW-01 | Switch | CISCO | C9200-48T-E | 10.60.63.74 | Gi1/0/27 | ARO
Yes | MCH | Outside Campus Area | Traffic Building | Ground Floor | N/A | Rack-03 | VIVANCO | 15 | VSA.6615.01.10E | JAE26200SSD | 13 | MCH-RACK-03-ACC-SW-01 | Switch | CISCO | C9200-48T-E | 10.60.63.74 | Gi1/0/28 | ARO
Yes | MCH | Outside Campus Area | Traffic Building | Ground Floor | N/A | Rack-03 | VIVANCO | 15 | VSA.6615.01.10E | JAE26200SSD | 13 | MCH-RACK-03-ACC-SW-01 | Switch | CISCO | C9200-48T-E | 10.60.63.74 | Gi1/0/29 | LDA
Yes | MCH | Outside Campus Area | Traffic Building | Ground Floor | N/A | Rack-03 | VIVANCO | 15 | VSA.6615.01.10E | JAE26200SSD | 13 | MCH-RACK-03-ACC-SW-01 | Switch | CISCO | C9200-48T-E | 10.60.63.74 | Gi1/0/30 | ARO
Yes | MCH | Outside Campus Area | Traffic Building | Ground Floor | N/A | Rack-03 | VIVANCO | 15 | VSA.6615.01.10E | JAE26200SSD | 13 | MCH-RACK-03-ACC-SW-01 | Switch | CISCO | C9200-48T-E | 10.60.63.74 | Gi1/0/31 | LDA
Yes | MCH | Outside Campus Area | Traffic Building | Ground Floor | N/A | Rack-03 | VIVANCO | 15 | VSA.6615.01.10E | JAE26200SSD | 13 | MCH-RACK-03-ACC-SW-01 | Switch | CISCO | C9200-48T-E | 10.60.63.74 | Gi1/0/32 | LDA
Yes | MCH | Outside Campus Area | Traffic Building | Ground Floor | N/A | Rack-03 | VIVANCO | 15 | VSA.6615.01.10E | JAE26200SSD | 13 | MCH-RACK-03-ACC-SW-01 | Switch | CISCO | C9200-48T-E | 10.60.63.74 | Gi1/0/33 | ARO
Yes | MCH | Outside Campus Area | Traffic Building | Ground Floor | N/A | Rack-03 | VIVANCO | 15 | VSA.6615.01.10E | JAE26200SSD | 13 | MCH-RACK-03-ACC-SW-01 | Switch | CISCO | C9200-48T-E | 10.60.63.74 | Gi1/0/34 | ARO
Yes | MCH | Outside Campus Area | Traffic Building | Ground Floor | N/A | Rack-03 | VIVANCO | 15 | VSA.6615.01.10E | JAE26200SSD | 13 | MCH-RACK-03-ACC-SW-01 | Switch | CISCO | C9200-48T-E | 10.60.63.74 | Gi1/0/35 | LDA
Yes | MCH | Outside Campus Area | Traffic Building | Ground Floor | N/A | Rack-03 | VIVANCO | 15 | VSA.6615.01.10E | JAE26200SSD | 13 | MCH-RACK-03-ACC-SW-01 | Switch | CISCO | C9200-48T-E | 10.60.63.74 | Gi1/0/36 | UDA
Yes | MCH | Outside Campus Area | Traffic Building | Ground Floor | N/A | Rack-03 | VIVANCO | 15 | VSA.6615.01.10E | JAE26200SSD | 13 | MCH-RACK-03-ACC-SW-01 | Switch | CISCO | C9200-48T-E | 10.60.63.74 | Gi1/0/37 | N/A
Yes | MCH | Outside Campus Area | Traffic Building | Ground Floor | N/A | Rack-03 | VIVANCO | 15 | VSA.6615.01.10E | JAE26200SSD | 13 | MCH-RACK-03-ACC-SW-01 | Switch | CISCO | C9200-48T-E | 10.60.63.74 | Gi1/0/38 | UDA
Yes | MCH | Outside Campus Area | Traffic Building | Ground Floor | N/A | Rack-03 | VIVANCO | 15 | VSA.6615.01.10E | JAE26200SSD | 13 | MCH-RACK-03-ACC-SW-01 | Switch | CISCO | C9200-48T-E | 10.60.63.74 | Gi1/0/39 | ARO
Yes | MCH | Outside Campus Area | Traffic Building | Ground Floor | N/A | Rack-03 | VIVANCO | 15 | VSA.6615.01.10E | JAE26200SSD | 13 | MCH-RACK-03-ACC-SW-01 | Switch | CISCO | C9200-48T-E | 10.60.63.74 | Gi1/0/40 | ARO
Yes | MCH | Outside Campus Area | Traffic Building | Ground Floor | N/A | Rack-03 | VIVANCO | 15 | VSA.6615.01.10E | JAE26200SSD | 13 | MCH-RACK-03-ACC-SW-01 | Switch | CISCO | C9200-48T-E | 10.60.63.74 | Gi1/0/41 | ARO
Yes | MCH | Outside Campus Area | Traffic Building | Ground Floor | N/A | Rack-03 | VIVANCO | 15 | VSA.6615.01.10E | JAE26200SSD | 13 | MCH-RACK-03-ACC-SW-01 | Switch | CISCO | C9200-48T-E | 10.60.63.74 | Gi1/0/42 | ARO
Yes | MCH | Outside Campus Area | Traffic Building | Ground Floor | N/A | Rack-03 | VIVANCO | 15 | VSA.6615.01.10E | JAE26200SSD | 13 | MCH-RACK-03-ACC-SW-01 | Switch | CISCO | C9200-48T-E | 10.60.63.74 | Gi1/0/43 | UDA
Yes | MCH | Outside Campus Area | Traffic Building | Ground Floor | N/A | Rack-03 | VIVANCO | 15 | VSA.6615.01.10E | JAE26200SSD | 13 | MCH-RACK-03-ACC-SW-01 | Switch | CISCO | C9200-48T-E | 10.60.63.74 | Gi1/0/44 | UDA
Yes | MCH | Outside Campus Area | Traffic Building | Ground Floor | N/A | Rack-03 | VIVANCO | 15 | VSA.6615.01.10E | JAE26200SSD | 13 | MCH-RACK-03-ACC-SW-01 | Switch | CISCO | C9200-48T-E | 10.60.63.74 | Gi1/0/45 | LDA
Yes | MCH | Outside Campus Area | Traffic Building | Ground Floor | N/A | Rack-03 | VIVANCO | 15 | VSA.6615.01.10E | JAE26200SSD | 13 | MCH-RACK-03-ACC-SW-01 | Switch | CISCO | C9200-48T-E | 10.60.63.74 | Gi1/0/46 | LDA
Yes | MCH | Outside Campus Area | Traffic Building | Ground Floor | N/A | Rack-03 | VIVANCO | 15 | VSA.6615.01.10E | JAE26200SSD | 13 | MCH-RACK-03-ACC-SW-01 | Switch | CISCO | C9200-48T-E | 10.60.63.74 | Gi1/0/47 | LDA
Yes | MCH | Outside Campus Area | Traffic Building | Ground Floor | N/A | Rack-03 | VIVANCO | 15 | VSA.6615.01.10E | JAE26200SSD | 13 | MCH-RACK-03-ACC-SW-01 | Switch | CISCO | C9200-48T-E | 10.60.63.74 | Gi1/0/48 | N/A
Yes | MCH | Outside Campus Area | Traffic Building | Ground Floor | N/A | Rack-03 | VIVANCO | 15 | VSA.6615.01.10E | JAE26200SSD | 13 | MCH-RACK-03-ACC-SW-01 | Switch | CISCO | C9200-48T-E | 10.60.63.74 | Te1/1/1 | N/A
Yes | MCH | Outside Campus Area | Traffic Building | Ground Floor | N/A | Rack-03 | VIVANCO | 15 | VSA.6615.01.10E | JAE26200SSD | 13 | MCH-RACK-03-ACC-SW-01 | Switch | CISCO | C9200-48T-E | 10.60.63.74 | Te1/1/2 | N/A
Yes | MCH | Outside Campus Area | Traffic Building | Ground Floor | N/A | Rack-03 | VIVANCO | 15 | VSA.6615.01.10E | JAE26200SSD | 13 | MCH-RACK-03-ACC-SW-01 | Switch | CISCO | C9200-48T-E | 10.60.63.74 | Te1/1/3 | N/A
Yes | MCH | Outside Campus Area | Traffic Building | Ground Floor | N/A | Rack-03 | VIVANCO | 15 | VSA.6615.01.10E | JAE26200SSD | 13 | MCH-RACK-03-ACC-SW-01 | Switch | CISCO | C9200-48T-E | 10.60.63.74 | Te1/1/4 | N/A
Yes | MCH | Outside Campus Area | Sonali Building | Ground Floor | N/A | Rack-04 | VIVANCO | 15 | VSA.6615.01.10E | JAE26292MZL | 8 | MCH-RACK-04-ACC-SW-01 | Switch | CISCO | C9200-24T-E | 10.60.63.75 | Gi1/0/1 | RO
Yes | MCH | Outside Campus Area | Sonali Building | Ground Floor | N/A | Rack-04 | VIVANCO | 15 | VSA.6615.01.10E | JAE26292MZL | 8 | MCH-RACK-04-ACC-SW-01 | Switch | CISCO | C9200-24T-E | 10.60.63.75 | Gi1/0/2 | RO
Yes | MCH | Outside Campus Area | Sonali Building | Ground Floor | N/A | Rack-04 | VIVANCO | 15 | VSA.6615.01.10E | JAE26292MZL | 8 | MCH-RACK-04-ACC-SW-01 | Switch | CISCO | C9200-24T-E | 10.60.63.75 | Gi1/0/3 | RO
Yes | MCH | Outside Campus Area | Sonali Building | Ground Floor | N/A | Rack-04 | VIVANCO | 15 | VSA.6615.01.10E | JAE26292MZL | 8 | MCH-RACK-04-ACC-SW-01 | Switch | CISCO | C9200-24T-E | 10.60.63.75 | Gi1/0/4 | RO
Yes | MCH | Outside Campus Area | Sonali Building | Ground Floor | N/A | Rack-04 | VIVANCO | 15 | VSA.6615.01.10E | JAE26292MZL | 8 | MCH-RACK-04-ACC-SW-01 | Switch | CISCO | C9200-24T-E | 10.60.63.75 | Gi1/0/5 | RO
Yes | MCH | Outside Campus Area | Sonali Building | Ground Floor | N/A | Rack-04 | VIVANCO | 15 | VSA.6615.01.10E | JAE26292MZL | 8 | MCH-RACK-04-ACC-SW-01 | Switch | CISCO | C9200-24T-E | 10.60.63.75 | Gi1/0/6 | RO
Yes | MCH | Outside Campus Area | Sonali Building | Ground Floor | N/A | Rack-04 | VIVANCO | 15 | VSA.6615.01.10E | JAE26292MZL | 8 | MCH-RACK-04-ACC-SW-01 | Switch | CISCO | C9200-24T-E | 10.60.63.75 | Gi1/0/7 | LDA
Yes | MCH | Outside Campus Area | Sonali Building | Ground Floor | N/A | Rack-04 | VIVANCO | 15 | VSA.6615.01.10E | JAE26292MZL | 8 | MCH-RACK-04-ACC-SW-01 | Switch | CISCO | C9200-24T-E | 10.60.63.75 | Gi1/0/8 | LDA
Yes | MCH | Outside Campus Area | Sonali Building | Ground Floor | N/A | Rack-04 | VIVANCO | 15 | VSA.6615.01.10E | JAE26292MZL | 8 | MCH-RACK-04-ACC-SW-01 | Switch | CISCO | C9200-24T-E | 10.60.63.75 | Gi1/0/9 | IMPORT
Yes | MCH | Outside Campus Area | Sonali Building | Ground Floor | N/A | Rack-04 | VIVANCO | 15 | VSA.6615.01.10E | JAE26292MZL | 8 | MCH-RACK-04-ACC-SW-01 | Switch | CISCO | C9200-24T-E | 10.60.63.75 | Gi1/0/10 | IMPORT
Yes | MCH | Outside Campus Area | Sonali Building | Ground Floor | N/A | Rack-04 | VIVANCO | 15 | VSA.6615.01.10E | JAE26292MZL | 8 | MCH-RACK-04-ACC-SW-01 | Switch | CISCO | C9200-24T-E | 10.60.63.75 | Gi1/0/11 | IMPORT
Yes | MCH | Outside Campus Area | Sonali Building | Ground Floor | N/A | Rack-04 | VIVANCO | 15 | VSA.6615.01.10E | JAE26292MZL | 8 | MCH-RACK-04-ACC-SW-01 | Switch | CISCO | C9200-24T-E | 10.60.63.75 | Gi1/0/12 | Sonali Bank Ltd Mongla
Yes | MCH | Outside Campus Area | Sonali Building | Ground Floor | N/A | Rack-04 | VIVANCO | 15 | VSA.6615.01.10E | JAE26292MZL | 8 | MCH-RACK-04-ACC-SW-01 | Switch | CISCO | C9200-24T-E | 10.60.63.75 | Gi1/0/13 | Sonali Bank Ltd Mongla
Yes | MCH | Outside Campus Area | Sonali Building | Ground Floor | N/A | Rack-04 | VIVANCO | 15 | VSA.6615.01.10E | JAE26292MZL | 8 | MCH-RACK-04-ACC-SW-01 | Switch | CISCO | C9200-24T-E | 10.60.63.75 | Gi1/0/14 | License Branch
Yes | MCH | Outside Campus Area | Sonali Building | Ground Floor | N/A | Rack-04 | VIVANCO | 15 | VSA.6615.01.10E | JAE26292MZL | 8 | MCH-RACK-04-ACC-SW-01 | Switch | CISCO | C9200-24T-E | 10.60.63.75 | Gi1/0/15 | Toukir Ahamed (DS
Yes | MCH | Outside Campus Area | Sonali Building | Ground Floor | N/A | Rack-04 | VIVANCO | 15 | VSA.6615.01.10E | JAE26292MZL | 8 | MCH-RACK-04-ACC-SW-01 | Switch | CISCO | C9200-24T-E | 10.60.63.75 | Gi1/0/16 | Treasury Branch
Yes | MCH | Outside Campus Area | Sonali Building | Ground Floor | N/A | Rack-04 | VIVANCO | 15 | VSA.6615.01.10E | JAE26292MZL | 8 | MCH-RACK-04-ACC-SW-01 | Switch | CISCO | C9200-24T-E | 10.60.63.75 | Gi1/0/17 | UDA
Yes | MCH | Outside Campus Area | Sonali Building | Ground Floor | N/A | Rack-04 | VIVANCO | 15 | VSA.6615.01.10E | JAE26292MZL | 8 | MCH-RACK-04-ACC-SW-01 | Switch | CISCO | C9200-24T-E | 10.60.63.75 | Gi1/0/18 | DS
Yes | MCH | Outside Campus Area | Sonali Building | Ground Floor | N/A | Rack-04 | VIVANCO | 15 | VSA.6615.01.10E | JAE26292MZL | 8 | MCH-RACK-04-ACC-SW-01 | Switch | CISCO | C9200-24T-E | 10.60.63.75 | Gi1/0/19 | Treasury Branch
Yes | MCH | Outside Campus Area | Sonali Building | Ground Floor | N/A | Rack-04 | VIVANCO | 15 | VSA.6615.01.10E | JAE26292MZL | 8 | MCH-RACK-04-ACC-SW-01 | Switch | CISCO | C9200-24T-E | 10.60.63.75 | Gi1/0/20 | LDA
Yes | MCH | Outside Campus Area | Sonali Building | Ground Floor | N/A | Rack-04 | VIVANCO | 15 | VSA.6615.01.10E | JAE26292MZL | 8 | MCH-RACK-04-ACC-SW-01 | Switch | CISCO | C9200-24T-E | 10.60.63.75 | Gi1/0/21 | LDA
Yes | MCH | Outside Campus Area | Sonali Building | Ground Floor | N/A | Rack-04 | VIVANCO | 15 | VSA.6615.01.10E | JAE26292MZL | 8 | MCH-RACK-04-ACC-SW-01 | Switch | CISCO | C9200-24T-E | 10.60.63.75 | Gi1/0/22 | GL Section
Yes | MCH | Outside Campus Area | Sonali Building | Ground Floor | N/A | Rack-04 | VIVANCO | 15 | VSA.6615.01.10E | JAE26292MZL | 8 | MCH-RACK-04-ACC-SW-01 | Switch | CISCO | C9200-24T-E | 10.60.63.75 | Gi1/0/23 | N/A
Yes | MCH | Outside Campus Area | Sonali Building | Ground Floor | N/A | Rack-04 | VIVANCO | 15 | VSA.6615.01.10E | JAE26292MZL | 8 | MCH-RACK-04-ACC-SW-01 | Switch | CISCO | C9200-24T-E | 10.60.63.75 | Gi1/0/24 | Stenographer
Yes | MCH | Outside Campus Area | Sonali Building | Ground Floor | N/A | Rack-04 | VIVANCO | 15 | VSA.6615.01.10E | JAE26292MZL | 8 | MCH-RACK-04-ACC-SW-01 | Switch | CISCO | C9200-24T-E | 10.60.63.75 | Te1/1/1 | N/A
Yes | MCH | Outside Campus Area | Sonali Building | Ground Floor | N/A | Rack-04 | VIVANCO | 15 | VSA.6615.01.10E | JAE26292MZL | 8 | MCH-RACK-04-ACC-SW-01 | Switch | CISCO | C9200-24T-E | 10.60.63.75 | Te1/1/2 | N/A
Yes | MCH | Outside Campus Area | Sonali Building | Ground Floor | N/A | Rack-04 | VIVANCO | 15 | VSA.6615.01.10E | JAE26292MZL | 8 | MCH-RACK-04-ACC-SW-01 | Switch | CISCO | C9200-24T-E | 10.60.63.75 | Te1/1/3 | N/A
Yes | MCH | Outside Campus Area | Sonali Building | Ground Floor | N/A | Rack-04 | VIVANCO | 15 | VSA.6615.01.10E | JAE26292MZL | 8 | MCH-RACK-04-ACC-SW-01 | Switch | CISCO | C9200-24T-E | 10.60.63.75 | Te1/1/4 | N/A
Yes | MCH | Outside Campus Area | Jetty Exam Building | Ground Floor | N/A | Rack-05 | VIVANCO | 15 | VSA.6615.01.10E | JAE26200P06 | 12 | MCH-RACK-05-ACC-SW-01 | Switch | CISCO | C9200-48T-E | 10.60.63.76 | Gi1/0/1 | JC
Yes | MCH | Outside Campus Area | Jetty Exam Building | Ground Floor | N/A | Rack-05 | VIVANCO | 15 | VSA.6615.01.10E | JAE26200P06 | 12 | MCH-RACK-05-ACC-SW-01 | Switch | CISCO | C9200-48T-E | 10.60.63.76 | Gi1/0/2 | JC
Yes | MCH | Outside Campus Area | Jetty Exam Building | Ground Floor | N/A | Rack-05 | VIVANCO | 15 | VSA.6615.01.10E | JAE26200P06 | 12 | MCH-RACK-05-ACC-SW-01 | Switch | CISCO | C9200-48T-E | 10.60.63.76 | Gi1/0/3 | DC
Yes | MCH | Outside Campus Area | Jetty Exam Building | Ground Floor | N/A | Rack-05 | VIVANCO | 15 | VSA.6615.01.10E | JAE26200P06 | 12 | MCH-RACK-05-ACC-SW-01 | Switch | CISCO | C9200-48T-E | 10.60.63.76 | Gi1/0/4 | DC
Yes | MCH | Outside Campus Area | Jetty Exam Building | Ground Floor | N/A | Rack-05 | VIVANCO | 15 | VSA.6615.01.10E | JAE26200P06 | 12 | MCH-RACK-05-ACC-SW-01 | Switch | CISCO | C9200-48T-E | 10.60.63.76 | Gi1/0/5 | ARO
Yes | MCH | Outside Campus Area | Jetty Exam Building | Ground Floor | N/A | Rack-05 | VIVANCO | 15 | VSA.6615.01.10E | JAE26200P06 | 12 | MCH-RACK-05-ACC-SW-01 | Switch | CISCO | C9200-48T-E | 10.60.63.76 | Gi1/0/6 | ARO
Yes | MCH | Outside Campus Area | Jetty Exam Building | Ground Floor | N/A | Rack-05 | VIVANCO | 15 | VSA.6615.01.10E | JAE26200P06 | 12 | MCH-RACK-05-ACC-SW-01 | Switch | CISCO | C9200-48T-E | 10.60.63.76 | Gi1/0/7 | ARO
Yes | MCH | Outside Campus Area | Jetty Exam Building | Ground Floor | N/A | Rack-05 | VIVANCO | 15 | VSA.6615.01.10E | JAE26200P06 | 12 | MCH-RACK-05-ACC-SW-01 | Switch | CISCO | C9200-48T-E | 10.60.63.76 | Gi1/0/8 | ARO
Yes | MCH | Outside Campus Area | Jetty Exam Building | Ground Floor | N/A | Rack-05 | VIVANCO | 15 | VSA.6615.01.10E | JAE26200P06 | 12 | MCH-RACK-05-ACC-SW-01 | Switch | CISCO | C9200-48T-E | 10.60.63.76 | Gi1/0/9 | ARO
Yes | MCH | Outside Campus Area | Jetty Exam Building | Ground Floor | N/A | Rack-05 | VIVANCO | 15 | VSA.6615.01.10E | JAE26200P06 | 12 | MCH-RACK-05-ACC-SW-01 | Switch | CISCO | C9200-48T-E | 10.60.63.76 | Gi1/0/10 | ARO
Yes | MCH | Outside Campus Area | Jetty Exam Building | Ground Floor | N/A | Rack-05 | VIVANCO | 15 | VSA.6615.01.10E | JAE26200P06 | 12 | MCH-RACK-05-ACC-SW-01 | Switch | CISCO | C9200-48T-E | 10.60.63.76 | Gi1/0/11 | ARO
Yes | MCH | Outside Campus Area | Jetty Exam Building | Ground Floor | N/A | Rack-05 | VIVANCO | 15 | VSA.6615.01.10E | JAE26200P06 | 12 | MCH-RACK-05-ACC-SW-01 | Switch | CISCO | C9200-48T-E | 10.60.63.76 | Gi1/0/12 | ARO
Yes | MCH | Outside Campus Area | Jetty Exam Building | Ground Floor | N/A | Rack-05 | VIVANCO | 15 | VSA.6615.01.10E | JAE26200P06 | 12 | MCH-RACK-05-ACC-SW-01 | Switch | CISCO | C9200-48T-E | 10.60.63.76 | Gi1/0/13 | LDA
Yes | MCH | Outside Campus Area | Jetty Exam Building | Ground Floor | N/A | Rack-05 | VIVANCO | 15 | VSA.6615.01.10E | JAE26200P06 | 12 | MCH-RACK-05-ACC-SW-01 | Switch | CISCO | C9200-48T-E | 10.60.63.76 | Gi1/0/14 | LDA
Yes | MCH | Outside Campus Area | Jetty Exam Building | Ground Floor | N/A | Rack-05 | VIVANCO | 15 | VSA.6615.01.10E | JAE26200P06 | 12 | MCH-RACK-05-ACC-SW-01 | Switch | CISCO | C9200-48T-E | 10.60.63.76 | Gi1/0/15 | ARO
Yes | MCH | Outside Campus Area | Jetty Exam Building | Ground Floor | N/A | Rack-05 | VIVANCO | 15 | VSA.6615.01.10E | JAE26200P06 | 12 | MCH-RACK-05-ACC-SW-01 | Switch | CISCO | C9200-48T-E | 10.60.63.76 | Gi1/0/16 | ARO
Yes | MCH | Outside Campus Area | Jetty Exam Building | Ground Floor | N/A | Rack-05 | VIVANCO | 15 | VSA.6615.01.10E | JAE26200P06 | 12 | MCH-RACK-05-ACC-SW-01 | Switch | CISCO | C9200-48T-E | 10.60.63.76 | Gi1/0/17 | ARO
Yes | MCH | Outside Campus Area | Jetty Exam Building | Ground Floor | N/A | Rack-05 | VIVANCO | 15 | VSA.6615.01.10E | JAE26200P06 | 12 | MCH-RACK-05-ACC-SW-01 | Switch | CISCO | C9200-48T-E | 10.60.63.76 | Gi1/0/18 | ARO
Yes | MCH | Outside Campus Area | Jetty Exam Building | Ground Floor | N/A | Rack-05 | VIVANCO | 15 | VSA.6615.01.10E | JAE26200P06 | 12 | MCH-RACK-05-ACC-SW-01 | Switch | CISCO | C9200-48T-E | 10.60.63.76 | Gi1/0/19 | ARO
Yes | MCH | Outside Campus Area | Jetty Exam Building | Ground Floor | N/A | Rack-05 | VIVANCO | 15 | VSA.6615.01.10E | JAE26200P06 | 12 | MCH-RACK-05-ACC-SW-01 | Switch | CISCO | C9200-48T-E | 10.60.63.76 | Gi1/0/20 | ARO
Yes | MCH | Outside Campus Area | Jetty Exam Building | Ground Floor | N/A | Rack-05 | VIVANCO | 15 | VSA.6615.01.10E | JAE26200P06 | 12 | MCH-RACK-05-ACC-SW-01 | Switch | CISCO | C9200-48T-E | 10.60.63.76 | Gi1/0/21 | ARO
Yes | MCH | Outside Campus Area | Jetty Exam Building | Ground Floor | N/A | Rack-05 | VIVANCO | 15 | VSA.6615.01.10E | JAE26200P06 | 12 | MCH-RACK-05-ACC-SW-01 | Switch | CISCO | C9200-48T-E | 10.60.63.76 | Gi1/0/22 | ARO
Yes | MCH | Outside Campus Area | Jetty Exam Building | Ground Floor | N/A | Rack-05 | VIVANCO | 15 | VSA.6615.01.10E | JAE26200P06 | 12 | MCH-RACK-05-ACC-SW-01 | Switch | CISCO | C9200-48T-E | 10.60.63.76 | Gi1/0/23 | ARO
Yes | MCH | Outside Campus Area | Jetty Exam Building | Ground Floor | N/A | Rack-05 | VIVANCO | 15 | VSA.6615.01.10E | JAE26200P06 | 12 | MCH-RACK-05-ACC-SW-01 | Switch | CISCO | C9200-48T-E | 10.60.63.76 | Gi1/0/24 | ARO
Yes | MCH | Outside Campus Area | Jetty Exam Building | Ground Floor | N/A | Rack-05 | VIVANCO | 15 | VSA.6615.01.10E | JAE26200P06 | 12 | MCH-RACK-05-ACC-SW-01 | Switch | CISCO | C9200-48T-E | 10.60.63.76 | Gi1/0/25 | ARO
Yes | MCH | Outside Campus Area | Jetty Exam Building | Ground Floor | N/A | Rack-05 | VIVANCO | 15 | VSA.6615.01.10E | JAE26200P06 | 12 | MCH-RACK-05-ACC-SW-01 | Switch | CISCO | C9200-48T-E | 10.60.63.76 | Gi1/0/26 | ARO
Yes | MCH | Outside Campus Area | Jetty Exam Building | Ground Floor | N/A | Rack-05 | VIVANCO | 15 | VSA.6615.01.10E | JAE26200P06 | 12 | MCH-RACK-05-ACC-SW-01 | Switch | CISCO | C9200-48T-E | 10.60.63.76 | Gi1/0/27 | ARO
Yes | MCH | Outside Campus Area | Jetty Exam Building | Ground Floor | N/A | Rack-05 | VIVANCO | 15 | VSA.6615.01.10E | JAE26200P06 | 12 | MCH-RACK-05-ACC-SW-01 | Switch | CISCO | C9200-48T-E | 10.60.63.76 | Gi1/0/28 | ARO
Yes | MCH | Outside Campus Area | Jetty Exam Building | Ground Floor | N/A | Rack-05 | VIVANCO | 15 | VSA.6615.01.10E | JAE26200P06 | 12 | MCH-RACK-05-ACC-SW-01 | Switch | CISCO | C9200-48T-E | 10.60.63.76 | Gi1/0/29 | ARO
Yes | MCH | Outside Campus Area | Jetty Exam Building | Ground Floor | N/A | Rack-05 | VIVANCO | 15 | VSA.6615.01.10E | JAE26200P06 | 12 | MCH-RACK-05-ACC-SW-01 | Switch | CISCO | C9200-48T-E | 10.60.63.76 | Gi1/0/30 | ARO
Yes | MCH | Outside Campus Area | Jetty Exam Building | Ground Floor | N/A | Rack-05 | VIVANCO | 15 | VSA.6615.01.10E | JAE26200P06 | 12 | MCH-RACK-05-ACC-SW-01 | Switch | CISCO | C9200-48T-E | 10.60.63.76 | Gi1/0/31 | ARO
Yes | MCH | Outside Campus Area | Jetty Exam Building | Ground Floor | N/A | Rack-05 | VIVANCO | 15 | VSA.6615.01.10E | JAE26200P06 | 12 | MCH-RACK-05-ACC-SW-01 | Switch | CISCO | C9200-48T-E | 10.60.63.76 | Gi1/0/32 | ARO
Yes | MCH | Outside Campus Area | Jetty Exam Building | Ground Floor | N/A | Rack-05 | VIVANCO | 15 | VSA.6615.01.10E | JAE26200P06 | 12 | MCH-RACK-05-ACC-SW-01 | Switch | CISCO | C9200-48T-E | 10.60.63.76 | Gi1/0/33 | ARO
Yes | MCH | Outside Campus Area | Jetty Exam Building | Ground Floor | N/A | Rack-05 | VIVANCO | 15 | VSA.6615.01.10E | JAE26200P06 | 12 | MCH-RACK-05-ACC-SW-01 | Switch | CISCO | C9200-48T-E | 10.60.63.76 | Gi1/0/34 | ARO
Yes | MCH | Outside Campus Area | Jetty Exam Building | Ground Floor | N/A | Rack-05 | VIVANCO | 15 | VSA.6615.01.10E | JAE26200P06 | 12 | MCH-RACK-05-ACC-SW-01 | Switch | CISCO | C9200-48T-E | 10.60.63.76 | Gi1/0/35 | ARO
Yes | MCH | Outside Campus Area | Jetty Exam Building | Ground Floor | N/A | Rack-05 | VIVANCO | 15 | VSA.6615.01.10E | JAE26200P06 | 12 | MCH-RACK-05-ACC-SW-01 | Switch | CISCO | C9200-48T-E | 10.60.63.76 | Gi1/0/36 | ARO
Yes | MCH | Outside Campus Area | Jetty Exam Building | Ground Floor | N/A | Rack-05 | VIVANCO | 15 | VSA.6615.01.10E | JAE26200P06 | 12 | MCH-RACK-05-ACC-SW-01 | Switch | CISCO | C9200-48T-E | 10.60.63.76 | Gi1/0/37 | ARO
Yes | MCH | Outside Campus Area | Jetty Exam Building | Ground Floor | N/A | Rack-05 | VIVANCO | 15 | VSA.6615.01.10E | JAE26200P06 | 12 | MCH-RACK-05-ACC-SW-01 | Switch | CISCO | C9200-48T-E | 10.60.63.76 | Gi1/0/38 | ARO
Yes | MCH | Outside Campus Area | Jetty Exam Building | Ground Floor | N/A | Rack-05 | VIVANCO | 15 | VSA.6615.01.10E | JAE26200P06 | 12 | MCH-RACK-05-ACC-SW-01 | Switch | CISCO | C9200-48T-E | 10.60.63.76 | Gi1/0/39 | ARO
Yes | MCH | Outside Campus Area | Jetty Exam Building | Ground Floor | N/A | Rack-05 | VIVANCO | 15 | VSA.6615.01.10E | JAE26200P06 | 12 | MCH-RACK-05-ACC-SW-01 | Switch | CISCO | C9200-48T-E | 10.60.63.76 | Gi1/0/40 | ARO
Yes | MCH | Outside Campus Area | Jetty Exam Building | Ground Floor | N/A | Rack-05 | VIVANCO | 15 | VSA.6615.01.10E | JAE26200P06 | 12 | MCH-RACK-05-ACC-SW-01 | Switch | CISCO | C9200-48T-E | 10.60.63.76 | Gi1/0/41 | ARO
Yes | MCH | Outside Campus Area | Jetty Exam Building | Ground Floor | N/A | Rack-05 | VIVANCO | 15 | VSA.6615.01.10E | JAE26200P06 | 12 | MCH-RACK-05-ACC-SW-01 | Switch | CISCO | C9200-48T-E | 10.60.63.76 | Gi1/0/42 | ARO
Yes | MCH | Outside Campus Area | Jetty Exam Building | Ground Floor | N/A | Rack-05 | VIVANCO | 15 | VSA.6615.01.10E | JAE26200P06 | 12 | MCH-RACK-05-ACC-SW-01 | Switch | CISCO | C9200-48T-E | 10.60.63.76 | Gi1/0/43 | ARO
Yes | MCH | Outside Campus Area | Jetty Exam Building | Ground Floor | N/A | Rack-05 | VIVANCO | 15 | VSA.6615.01.10E | JAE26200P06 | 12 | MCH-RACK-05-ACC-SW-01 | Switch | CISCO | C9200-48T-E | 10.60.63.76 | Gi1/0/44 | ARO
Yes | MCH | Outside Campus Area | Jetty Exam Building | Ground Floor | N/A | Rack-05 | VIVANCO | 15 | VSA.6615.01.10E | JAE26200P06 | 12 | MCH-RACK-05-ACC-SW-01 | Switch | CISCO | C9200-48T-E | 10.60.63.76 | Gi1/0/45 | N/A
Yes | MCH | Outside Campus Area | Jetty Exam Building | Ground Floor | N/A | Rack-05 | VIVANCO | 15 | VSA.6615.01.10E | JAE26200P06 | 12 | MCH-RACK-05-ACC-SW-01 | Switch | CISCO | C9200-48T-E | 10.60.63.76 | Gi1/0/46 | N/A
Yes | MCH | Outside Campus Area | Jetty Exam Building | Ground Floor | N/A | Rack-05 | VIVANCO | 15 | VSA.6615.01.10E | JAE26200P06 | 12 | MCH-RACK-05-ACC-SW-01 | Switch | CISCO | C9200-48T-E | 10.60.63.76 | Gi1/0/47 | N/A
Yes | MCH | Outside Campus Area | Jetty Exam Building | Ground Floor | N/A | Rack-05 | VIVANCO | 15 | VSA.6615.01.10E | JAE26200P06 | 12 | MCH-RACK-05-ACC-SW-01 | Switch | CISCO | C9200-48T-E | 10.60.63.76 | Gi1/0/48 | N/A
Yes | MCH | Outside Campus Area | Jetty Exam Building | Ground Floor | N/A | Rack-05 | VIVANCO | 15 | VSA.6615.01.10E | JAE26200P06 | 12 | MCH-RACK-05-ACC-SW-01 | Switch | CISCO | C9200-48T-E | 10.60.63.76 | Te1/1/1 | N/A
Yes | MCH | Outside Campus Area | Jetty Exam Building | Ground Floor | N/A | Rack-05 | VIVANCO | 15 | VSA.6615.01.10E | JAE26200P06 | 12 | MCH-RACK-05-ACC-SW-01 | Switch | CISCO | C9200-48T-E | 10.60.63.76 | Te1/1/2 | N/A
Yes | MCH | Outside Campus Area | Jetty Exam Building | Ground Floor | N/A | Rack-05 | VIVANCO | 15 | VSA.6615.01.10E | JAE26200P06 | 12 | MCH-RACK-05-ACC-SW-01 | Switch | CISCO | C9200-48T-E | 10.60.63.76 | Te1/1/3 | N/A
Yes | MCH | Outside Campus Area | Jetty Exam Building | Ground Floor | N/A | Rack-05 | VIVANCO | 15 | VSA.6615.01.10E | JAE26200P06 | 12 | MCH-RACK-05-ACC-SW-01 | Switch | CISCO | C9200-48T-E | 10.60.63.76 | Te1/1/4 | N/A
Yes | MCH | Outside Campus Area | Jetty Gate | Ground Floor | N/A | Rack-06 | VIVANCO | 15 | VSA.6615.01.10E | PSZ262119LA | 10 | MCH-RACK-06-ACC-SW-01 | Switch | CISCO | C1000-8FP-E-2G-L | 10.60.63.77 | Gi1/0/1 | ARO
Yes | MCH | Outside Campus Area | Jetty Gate | Ground Floor | N/A | Rack-06 | VIVANCO | 15 | VSA.6615.01.10E | PSZ262119LA | 10 | MCH-RACK-06-ACC-SW-01 | Switch | CISCO | C1000-8FP-E-2G-L | 10.60.63.77 | Gi1/0/2 | ARO
Yes | MCH | Outside Campus Area | Jetty Gate | Ground Floor | N/A | Rack-06 | VIVANCO | 15 | VSA.6615.01.10E | PSZ262119LA | 10 | MCH-RACK-06-ACC-SW-01 | Switch | CISCO | C1000-8FP-E-2G-L | 10.60.63.77 | Gi1/0/3 | ARO
Yes | MCH | Outside Campus Area | Jetty Gate | Ground Floor | N/A | Rack-06 | VIVANCO | 15 | VSA.6615.01.10E | PSZ262119LA | 10 | MCH-RACK-06-ACC-SW-01 | Switch | CISCO | C1000-8FP-E-2G-L | 10.60.63.77 | Gi1/0/4 | ARO
Yes | MCH | Outside Campus Area | Jetty Gate | Ground Floor | N/A | Rack-06 | VIVANCO | 15 | VSA.6615.01.10E | PSZ262119LA | 10 | MCH-RACK-06-ACC-SW-01 | Switch | CISCO | C1000-8FP-E-2G-L | 10.60.63.77 | Gi1/0/5 | N/A
Yes | MCH | Outside Campus Area | Jetty Gate | Ground Floor | N/A | Rack-06 | VIVANCO | 15 | VSA.6615.01.10E | PSZ262119LA | 10 | MCH-RACK-06-ACC-SW-01 | Switch | CISCO | C1000-8FP-E-2G-L | 10.60.63.77 | Gi1/0/6 | N/A
Yes | MCH | Outside Campus Area | Jetty Gate | Ground Floor | N/A | Rack-06 | VIVANCO | 15 | VSA.6615.01.10E | PSZ262119LA | 10 | MCH-RACK-06-ACC-SW-01 | Switch | CISCO | C1000-8FP-E-2G-L | 10.60.63.77 | Gi1/0/7 | N/A
Yes | MCH | Outside Campus Area | Jetty Gate | Ground Floor | N/A | Rack-06 | VIVANCO | 15 | VSA.6615.01.10E | PSZ262119LA | 10 | MCH-RACK-06-ACC-SW-01 | Switch | CISCO | C1000-8FP-E-2G-L | 10.60.63.77 | Gi1/0/8 | N/A
Yes | MCH | Outside Campus Area | Jetty Gate | Ground Floor | N/A | Rack-06 | VIVANCO | 15 | VSA.6615.01.10E | PSZ262119LA | 10 | MCH-RACK-06-ACC-SW-01 | Switch | CISCO | C1000-8FP-E-2G-L | 10.60.63.77 | Gi1/0/9 | N/A
Yes | MCH | Outside Campus Area | Jetty Gate | Ground Floor | N/A | Rack-06 | VIVANCO | 15 | VSA.6615.01.10E | PSZ262119LA | 10 | MCH-RACK-06-ACC-SW-01 | Switch | CISCO | C1000-8FP-E-2G-L | 10.60.63.77 | Gi1/0/10 | N/A

## structure-mch_moduler
include | house | area | building | floor | room | rack | rack-make | rack-u-count | rack-model | tag | rack-position | name | type | make | model | Mgmt IP | Service IP | OS
Yes | MCH | Modular Data Center | Mongla Customs Main Building | 1st | Data Center | MDC Rack-1 | VARICOM | 42 | X7S-6242-RGB-B | WZP25370UM5 | 20-21 | Addtional Active Directory | Server | Cisco | UCS C240 M5SX | 10.60.59.38 | 172.21.116.38 | Windows Server
Yes | MCH | Modular Data Center | Mongla Customs Main Building | 1st | Data Center | MDC Rack-1 | VARICOM | 42 | X7S-6242-RGB-B | WZP25370UMA | 22-23 | NMS | Server | Cisco | UCS C240 M5SX | 10.60.59.39 | 10.60.59.40 | ESXi

## structure-bhomra
include | house | area | building | floor | room | rack | rack-make | rack-u-count | rack-model | tag | rack-position | name | type | make | model | Mgmt IP | port | link
Yes | Bhomra | Customs Campus Area | Bhomra Customs Main Building | 1st | - | Rack-1 | TOTEN | 10 |  | FDO2450M260 | 9 | Bhomra_WAN_R01 | router | CISCO | ISR4331-DNA | 10.60.64.41 |  | -
Yes | Bhomra | Customs Campus Area | Bhomra Customs Main Building | 1st | - | Rack-1 | TOTEN | 10 |  | X230196KRK96JF2 | 7 | Bhomra_WAN_FW_01 | firewall | SOPHOS | XGS2300 | 10.60.64.1 |  | -
Yes | Bhomra | Customs Campus Area | Bhomra Customs Main Building | 1st |  | Rack-1 | TOTEN | 10 |  | JAE244405CB | 5 | Bhomra_CSW_01 | switch | CISCO | C9200-24T-E | 10.60.64.28

## structure-darshana
include | house | area | building | floor | room | rack | rack-make | rack-u-count | rack-model | tag | rack-position | name | type | make | model | Mgmt IP | port | link
Yes | Darshana | Customs Campus Area | Darshana Customs Main Building | 1st | - | Rack-1 | TOTEN | 10 |  | FDO2450M265 | 9 | Darshana_WAN_R01 | router | CISCO | ISR4331-DNA | 10.60.65.41 |  | -
Yes | Darshana | Customs Campus Area | Darshana Customs Main Building | 1st | - | Rack-1 | TOTEN | 10 |  | C2407733MV6VT8B | 7 | Darshana_WAN_FW_01 | firewall | SOPHOS | XGS2300 | 10.60.65.1 |  | -
Yes | Darshana | Customs Campus Area | Darshana Customs Main Building | 1st |  | Rack-1 | TOTEN | 10 |  | JAE2444055S | 5 | Darshana_CSW_01 | switch | CISCO | C9200-24T-E | 10.60.65.28

## structure-banglabandha
include | house | area | building | floor | room | rack | rack-make | rack-u-count | rack-model | tag | rack-position | name | type | make | model | Mgmt IP | port | link
Yes | Banglabandha | Customs Campus Area | Banglabandha Customs Main Building | 1st | - | Rack-1 | TOTEN | 10 |  | FDO2450M25S | 9 | Banglabandha_WAN_R01 | router | CISCO | ISR4331-DNA | 10.60.67.41 |  | -
Yes | Banglabandha | Customs Campus Area | Banglabandha Customs Main Building | 1st | - | Rack-1 | TOTEN | 10 |  | X2301976YG7DF1B | 7 | Banglabandha_WAN_FW_01 | firewall | SOPHOS | XGS2300 | 10.60.67.1 |  | -
Yes | Banglabandha | Customs Campus Area | Banglabandha Customs Main Building | 1st |  | Rack-1 | TOTEN | 10 |  | JAE244405AQ | 5 | Banglabandha_CSW_01 | switch | CISCO | C9200-24T-E | 10.60.67.28

## structure-hilli
include | house | area | building | floor | room | rack | rack-make | rack-u-count | rack-model | tag | rack-position | name | type | make | model | Mgmt IP | port | link
Yes | Hilli | Customs Campus Area | Hilli Customs Main Building | 1st | - | Rack-1 | TOTEN | 10 |  | FDO2450M264 | 9 | Hilli_WAN_R01 | router | CISCO | ISR4331-DNA | 10.60.68.41 |  | -
Yes | Hilli | Customs Campus Area | Hilli Customs Main Building | 1st | - | Rack-1 | TOTEN | 10 |  | X230198XHWP8KB2 | 7 | Hilli_WAN_FW_01 | firewall | SOPHOS | XGS2300 | 10.60.68.1 |  | -
Yes | Hilli | Customs Campus Area | Hilli Customs Main Building | 1st |  | Rack-1 | TOTEN | 10 |  | JAE24440597 | 5 | Hilli_CSW_01 | switch | CISCO | C9200-24T-E | 10.60.68.28

## structure-burimari
include | house | area | building | floor | room | rack | rack-make | rack-u-count | rack-model | tag | rack-position | name | type | make | model | Mgmt IP | port | link
Yes | Burimari | Customs Campus Area | Burimari Customs Main Building | 1st | - | Rack-1 | TOTEN | 10 |  | FDO2450M26A | 9 | Burimari_WAN_R01 | router | CISCO | ISR4331-DNA | 10.60.69.41 |  | -
Yes | Burimari | Customs Campus Area | Burimari Customs Main Building | 1st | - | Rack-1 | TOTEN | 10 |  | X2301997GJ4VCEA | 7 | Burimari_WAN_FW_01 | firewall | SOPHOS | XGS2300 | 10.60.69.1 |  | -
Yes | Burimari | Customs Campus Area | Burimari Customs Main Building | 1st |  | Rack-1 | TOTEN | 10 |  | JAE2444055M | 5 | Burimari_CSW_01 | switch | CISCO | C9200-24T-E | 10.60.69.28

## structure-sonamasjid
include | house | area | building | floor | room | rack | rack-make | rack-u-count | rack-model | tag | rack-position | name | type | make | model | Mgmt IP | port | link
Yes | Sonamasjid | Customs Campus Area | Sonamasjid Customs Main Building | 1st | - | Rack-1 | TOTEN | 10 |  | FDO2450M263 | 9 | Sonamasjid_WAN_R01 | router | CISCO | ISR4331-DNA | 10.60.70.41 | - | -
Yes | Sonamasjid | Customs Campus Area | Sonamasjid Customs Main Building | 1st | - | Rack-1 | TOTEN | 10 |  | X230196VG8GMPE4 | 7 | WAN Firewall 1 | firewall | SOPHOS | XGS2300 | 10.60.70.1 | - | -
Yes | Sonamasjid | Customs Campus Area | Sonamasjid Customs Main Building | 1st |  | Rack-1 | TOTEN | 10 |  | JAE2444057D | 5 | Sonamasjid_CSW_01 | switch | CISCO | C9200-24T-E | 10.60.70.28 | -

## structure-teknaf
include | house | area | building | floor | room | rack | rack-make | rack-u-count | rack-model | tag | rack-position | name | type | make | model | port | link | Mgmt IP
Yes | Teknaf | Customs Campus Area | Teknaf Customs Main Building | 1st | - | Rack-1 | TOTEN | 10 |  | FDO2450M266 | 9 | Teknaf_WAN_R01 | router | CISCO | ISR4331-DNA |  | - | 10.60.71.41
Yes | Teknaf | Customs Campus Area | Teknaf Customs Main Building | 1st | - | Rack-1 | TOTEN | 10 |  | X230197CGRY7728 | 7 | WAN Firewall 1 | firewall | SOPHOS | XGS2300 |  | - | 10.60.71.1
Yes | Teknaf | Customs Campus Area | Teknaf Customs Main Building | 1st |  | Rack-1 | TOTEN | 10 |  | JAE2444053Q | 5 | Teknaf_CSW_01 | switch | CISCO | C9200-24T-E |  |  | 10.60.71.28

## structure-Akhawra
include | house | area | building | floor | room | rack | rack-make | rack-u-count | rack-model | tag | rack-position | name | type | make | model | Mgmt IP | port | link
Yes | Akhawra | Customs Campus Area | Akhawra Customs Main Building | 1st | - | Rack-1 | TOTEN | 10 |  | FDO2450M25X | 9 | Akhawra_WAN_R01 | router | CISCO | ISR4331-DNA | 10.60.72.41 |  | -
Yes | Akhawra | Customs Campus Area | Akhawra Customs Main Building | 1st | - | Rack-1 | TOTEN | 10 |  | X230197X98QXGD1 | 7 | WAN Firewall 1 | firewall | SOPHOS | XGS2300 | 10.60.72.1 |  | -
Yes | Akhawra | Customs Campus Area | Akhawra Customs Main Building | 1st |  | Rack-1 | TOTEN | 10 |  | JAE24440533 | 5 | Akhawra_CSW_01 | switch | CISCO | C9200-24T-E | 10.60.72.28

## structure-adamjee
include | house | area | building | floor | room | rack | rack-make | rack-u-count | rack-model | tag | rack-position | name | type | make | model | Mgmt IP | port | link
Yes | Adamjee | Customs Campus Area | Adamjee Customs Main Building | 1st | - | Rack-1 | TOTEN | 10 |  | FDO2450M262 | 9 | Adamjee_WAN_R01 | router | CISCO | ISR4331-DNA | 10.60.74.41 |  | -
Yes | Adamjee | Customs Campus Area | Adamjee Customs Main Building | 1st | - | Rack-1 | TOTEN | 10 |  | X2301966RXQHF97 | 7 | WAN Firewall 1 | firewall | SOPHOS | XGS2300 | 10.60.74.1 |  | -
Yes | Adamjee | Customs Campus Area | Adamjee Customs Main Building | 1st |  | Rack-1 | TOTEN | 10 |  | JAE244405KD | 5 | Adamjee_CSW_01 | switch | CISCO | C9200-24T-E | 10.60.74.28

## structure-rohanpur
include | house | area | building | floor | room | rack | rack-make | rack-u-count | rack-model | tag | rack-position | name | type | make | model | Mgmt IP | port | link
Yes | Rohanpur | Customs Campus Area | Rohanpur Customs Main Building | 1st | - | Rack-1 | TOTEN | 10 |  | FDO2519M0CA | 9-10 | Rohanpur_WAN_RT01 | router | CISCO | ISR4351K9 | 10.60.75.41 |  | -
Yes | Rohanpur | Customs Campus Area | Rohanpur Customs Main Building | 1st | - | Rack-1 | TOTEN | 10 |  | X230197WB2R6304 | 7 | WAN Firewall 1 | firewall | SOPHOS | XGS2300 | 10.60.75.1 |  | -
Yes | Rohanpur | Customs Campus Area | Rohanpur Customs Main Building | 1st |  | Rack-1 | TOTEN | 10 |  | FOC1825W22F | 5 | Rohanpur_CSW_01 | switch | CISCO | C2960-24TC | 10.60.75.28

## structure-tamabil
include | house | area | building | floor | room | rack | rack-make | rack-u-count | rack-model | tag | rack-position | name | type | make | model | Mgmt IP | port | link
Yes | Tamabil | Customs Campus Area | Tamabil Customs Main Building | 1st | - | Rack-1 | TOTEN | 10 |  | FDO2450M268 | 9 | Tamabil_WAN_R01 | router | CISCO | ISR4331-DNA | 10.60.73.41 |  | -
Yes | Tamabil | Customs Campus Area | Tamabil Customs Main Building | 1st | - | Rack-1 | TOTEN | 10 |  | X230197FMQ9BXBB | 7 | WAN Firewall 1 | firewall | SOPHOS | XGS2300 | 10.60.73.1 |  | -
Yes | Tamabil | Customs Campus Area | Tamabil Customs Main Building | 1st |  | Rack-1 | TOTEN | 10 |  | JAE244405AH | 5 | Tamabil_CSW_01 | switch | CISCO | C9200-24T-E | 10.60.73.28

## structure-shonahut
include | house | area | building | floor | room | rack | rack-make | rack-u-count | rack-model | tag | rack-position | name | type | make | model | Mgmt IP | port | link
Yes | Shonahut | Customs Campus Area | Shonahut Customs Main Building | 1st | - | Rack-1 | TOTEN | 10 |  | FDO2450M26C | 9-10 | Shonahut_WAN_R01 | router | CISCO | ISR4351K9 | 10.60.76.41 |  | -
Yes | Shonahut | Customs Campus Area | Shonahut Customs Main Building | 1st | - | Rack-1 | TOTEN | 10 |  | X230197G9WJ9Q3D | 7 | WAN Firewall 1 | firewall | SOPHOS | XGS2300 | 10.60.76.1 |  | -

## structure-UEPZ
include | house | area | building | floor | room | rack | rack-make | rack-u-count | rack-model | tag | rack-position | name | type | make | model | Mgmt IP | port | link
Yes | Uttara EPZ | Customs Campus Area | Uttara Customs Main Building | 1st | - | Rack-1 | TOTEN | 10 |  | FDO2450M25V | 9 | UEPZ_WAN_R01 | router | CISCO | ISR4331-DNA | 10.60.77.41 |  | -
Yes | Uttara EPZ | Customs Campus Area | Uttara Customs Main Building | 1st | - | Rack-1 | TOTEN | 10 |  | X230196KT4QBC42 | 7 | UEPZ_WAN_Firewall 1 | firewall | SOPHOS | XGS2300 | 10.60.77.1 |  | -
Yes | Uttara EPZ | Customs Campus Area | Uttara Customs Main Building | 1st |  | Rack-1 | TOTEN | 10 |  | FOC1825W22R | 5 | UEPZ _CSW_01 | switch | CISCO | C2960-24TC | 10.60.77.28

## structure-Shewla
include | house | area | building | floor | room | rack | rack-make | rack-u-count | rack-model | tag | rack-position | name | type | make | model | Mgmt IP | port | link
Yes | Shewla | Customs Campus Area | Shewla Customs Main Building | 1st | - | Rack-1 | TOTEN | 10 |  | FDO2519M0BZ | 9-10 | Shewla_WAN_R01 | router | CISCO | ISR4351K9 | 10.60.78.41 | - | -
Yes | Shewla | Customs Campus Area | Shewla Customs Main Building | 1st | - | Rack-1 | TOTEN | 10 |  | C24101F2XPD2J59 | 7 | WAN Firewall 1 | firewall | SOPHOS | XG230 | 10.60.78.1 | - | -
Yes | Shewla | Customs Campus Area | Shewla Customs Main Building | 1st |  | Rack-1 | TOTEN | 10 |  | JAE251502HN | 5 | Shewla_CSW_01 | switch | CISCO | C9200-24T-E | 10.60.78.28 | -

## structure-Dhanua
include | house | area | building | floor | room | rack | rack-make | rack-u-count | rack-model | tag | rack-position | name | type | make | model | Mgmt IP | port | link
Yes | Dhanua | Customs Campus Area | Dhanua Customs Main Building | 1st | - | Rack-1 | TOTEN | 10 |  | FDO2519M0CS | 9-10 | Dhanua_WAN_R01 | router | CISCO | ISR4351K9 | 10.60.79.41 | - | -
Yes | Dhanua | Customs Campus Area | Dhanua Customs Main Building | 1st | - | Rack-1 | TOTEN | 10 |  | X230196X2W49T39 | 7 | WAN Firewall 1 | firewall | SOPHOS | XGS2300 | 10.60.79.1 | - | -
Yes | Dhanua | Customs Campus Area | Dhanua Customs Main Building | 1st |  | Rack-1 | TOTEN | 10 |  | FCQ1542Y180 | 5 | Dhanua_CSW_01 | switch | CISCO | C2960-24TC | 10.60.79.28 | -

## structure-dhaka-epz
include | house | area | building | floor | room | rack | rack-make | rack-u-count | rack-model | tag | rack-position | name | type | make | model | Mgmt IP | port | link
Yes | Dhaka_EPZ | Customs Campus Area | Dhaka_EPZ Customs Main Building | 1st | - | Rack-1 | TOTEN | 2023-09-10 | - | FDO2519M0C5 | 9 | Dhaka_EPZ_WAN_RT01 | router | CISCO | ISR4351K9 | 10.60.80.41 | - | -

## structure-cepz
include | house | area | building | floor | room | rack | rack-make | rack-u-count | rack-model | tag | rack-position | name | type | make | model | Mgmt IP | port | link
Yes | CEPZ | Customs Campus Area | CEPZ Customs Main Building | 1st | - | Rack-1 | TOTEN | 10 | - | FDO2519M0CJ | 9-10 | CEPZ_WAN_R01 | router | CISCO | ISR4351K9 | 10.60.81.41 | - | -
Yes | CEPZ | Customs Campus Area | CEPZ Customs Main Building | 1st | - | Rack-1 | TOTEN | 10 | - | C24101F9FBRC679 | 7 | WAN Firewall 1 | firewall | SOPHOS | XG230 | 10.60.81.1 | - | -
Yes | CEPZ | Customs Campus Area | CEPZ Customs Main Building | 1st | - | Rack-1 | TOTEN | 10 | - | JAE251502Y6 | 5 | CEPZ_CSW_01 | switch | CISCO | C9200-24T-E | 10.60.81.28 | -

## structure-bibirbazar
include | house | area | building | floor | room | rack | rack-make | rack-u-count | rack-model | tag | rack-position | name | type | make | model | Mgmt IP | port | link
Yes | Bibir Bazar | Customs Campus Area | Bibir Bazar Customs Main Building | 1st | - | Rack-1 | TOTEN | 10 | - | FDO2519M0CY | 9-10 | Bibir_Bazar_WAN_RTR | router | CISCO | ISR4351K9 | 10.60.82.41 | - | -
Yes | Bibir Bazar | Customs Campus Area | Bibir Bazar Customs Main Building | 1st | - | Rack-1 | TOTEN | 10 | - | C24101F4J4KBQC6 | 7 | WAN Firewall 1 | firewall | SOPHOS | XG230 | 10.60.82.1 | - | -
Yes | Bibir Bazar | Customs Campus Area | Bibir Bazar Customs Main Building | 1st |  | Rack-1 | TOTEN | 10 | - | JAE251502ZA | 5 | Bibir_Bazar_CSW_01 | switch | CISCO | C9200-24T-E | 10.60.82.28 | -

## structure-dhakabond
include | house | area | building | floor | room | rack | rack-make | rack-u-count | rack-model | tag | rack-position | name | type | make | model | Mgmt IP | port | link
Yes | Dhaka Bond | Customs Campus Area | Dhaka Bond Customs Main Building | 1st | - | Rack-1 | TOTEN | 10 | - | FDO2519M0CG | 9-10 | DHK_BOND_WAN_RTR | router | CISCO | ISR4351K9 | 10.60.84.41 |  | -

## structure-cchbond
include | house | area | building | floor | room | rack | rack-make | rack-u-count | rack-model | tag | rack-position | name | type | make | model | Mgmt IP | port | link
Yes | CCH Bond | Customs Campus Area | CCH Bond Customs Main Building | 1st | - | Rack-1 | TOTEN | 10 | - | FDO2519M0D3 | 9-10 | CTG_Bond_WAN_RTR | router | CISCO | ISR4351K9 | 10.60.85.41 |  | -

## structure-NBR-New-Bldg
include | house | area | building | floor | room | rack | rack-make | rack-u-count | rack-model | tag | rack-position | name | type | make | model | Mgmt IP | port | link
Yes | NBR-New-Bldg | Customs Campus Area | NBR-New-Bldg | - | - | - | - | - | - | FDO2519M0C8 | 9-10 | NBR_Agargaon_WAN_RTR | router | CISCO | ISR4351K9 | 10.60.86.41 | - | -
Yes | NBR-New-Bldg | Customs Campus Area | NBR-New-Bldg | - | - | - | - | - | - | C24101FWDRJJV98 | 7 | NBR_Agargaon_WAN_Firewall 1 | firewall | SOPHOS | XG230 | 10.60.86.1 | - | -

## structure-dc_system
include | house | area | building | floor | room | rack | rack-make | rack-u-count | rack-model | tag | rack-position | name | type | make | model | Mgmt IP | Service IP | OS | Cluster IP | Remarks
Yes | DC | Data Center | National Board of Revenue Old Building | 1st | Data Center | Rack-09 | SUN Oracle | 42 | SUN Oracle | 2046NMG00B | 1-3 | T8-2 App 02 | Server | Oracle | Oracle T8-2 | 10.60.8.17 | 172.21.0.13 | Solaris 11.4
Yes | DC | Data Center | National Board of Revenue Old Building | 1st | Data Center | Rack-09 | SUN Oracle | 42 | SUN Oracle | 2046NMG00A | 4-6 | T8-2 App 01 | Server | Oracle | Oracle T8-2 | 10.60.8.15 | 172.21.0.12 | Solaris 11.4
Yes | DC | Data Center | National Board of Revenue Old Building | 1st | Data Center | Rack-09 | SUN Oracle | 42 | SUN Oracle | 2046NMG009 | 7-9 | T8-2 UAT | Server | Oracle | Oracle T8-2 | 10.60.8.19 | 172.21.30.12 | Solaris 11.4
Yes | DC | Data Center | National Board of Revenue Old Building | 1st | Data Center | Rack-09 | SUN Oracle | 42 | SUN Oracle | 2047XC209J | 10-11 | ZFS Controller 01 | Storage | Oracle | Oracle ZS7-2 | 10.60.8.58 | 10.60.8.56 | OS 8.72
Yes | DC | Data Center | National Board of Revenue Old Building | 1st | Data Center | Rack-09 | SUN Oracle | 42 | SUN Oracle | 2047XC209Y | 12-13 | ZFS Controller 02 | Storage | Oracle | Oracle ZS7-2 | 10.60.8.60 | 10.60.8.57 | OS 8.72
Yes | DC | Data Center | National Board of Revenue Old Building | 1st | Data Center | Rack-09 | SUN Oracle | 42 | SUN Oracle | 2046NMS801 | 14-15 | ZFS Disk Self 01 | Storage | Oracle | Oracle DE3-24P
Yes | DC | Data Center | National Board of Revenue Old Building | 1st | Data Center | Rack-09 | SUN Oracle | 42 | SUN Oracle | 2046NMQ804 | 16-19 | ZFS Disk Self 02 | Storage | Oracle | Oracle DE3-24C
Yes | DC | Data Center | National Board of Revenue Old Building | 1st | Data Center | Rack-09 | SUN Oracle | 42 | SUN Oracle | 2046NMQ805 | 20-23 | ZFS Disk Self 03 | Storage | Oracle | Oracle DE3-24C
Yes | DC | Data Center | National Board of Revenue Old Building | 1st | Data Center | Rack-09 | SUN Oracle | 42 | SUN Oracle | 2117XCB00B | 25 | X8-2 App 01 | Server | Oracle | Oracle X8-2 | 10.60.24.25 | 172.21.0.14 | Oracle Linux 7.9
Yes | DC | Data Center | National Board of Revenue Old Building | 1st | Data Center | Rack-09 | SUN Oracle | 42 | SUN Oracle | 2117XCB00D | 26 | X8-2 App 02 | Server | Oracle | Oracle X8-2 | 10.60.24.27 | 172.21.0.15 | Oracle Linux 7.9
Yes | DC | Data Center | National Board of Revenue Old Building | 1st | Data Center | Rack-09 | SUN Oracle | 42 | SUN Oracle | 2117XCB009 | 27 | X8-2 Web | Server | Oracle | Oracle X8-2 | 10.60.24.29 | 172.21.25.12 | Oracle Linux 7.9
Yes | DC | Data Center | National Board of Revenue Old Building | 1st | Data Center | Rack-09 | SUN Oracle | 42 | SUN Oracle | 2117XCB00E | 28 | X8-2 DNS | Server | Oracle | Oracle X8-2 | 10.60.24.12 | 172.21.1.12 | Oracle Linux 7.9
Yes | DC | Data Center | National Board of Revenue Old Building | 1st | Data Center | Rack-09 | SUN Oracle | 42 | SUN Oracle | 952115000425 | 30-31 | edcawbackupstorage-01, edcawbackupstorage-02 | Storage | NetApp | FAS 2720 | 10.60.8.96 | 10.60.8.98 | ONTAP 9.8p3 | 10.60.8.100
Yes | DC | Data Center | National Board of Revenue Old Building | 1st | Data Center | Rack-09 | SUN Oracle | 42 | SUN Oracle | 952117000781 | 30-31 | edcawbackupstorage-01, edcawbackupstorage-02 | Storage | NetApp | FAS 2720 | 10.60.8.97 | 10.60.8.99 | ONTAP 9.8p3
Yes | DC | Data Center | National Board of Revenue Old Building | 1st | Data Center | Rack-09 | SUN Oracle | 42 | SUN Oracle | SHFNC2121000050 | 32-33 | Shelf 1.0, Shelf 1.1 | Storage | NetApp | DS212C
Yes | DC | Data Center | National Board of Revenue Old Building | 1st | Data Center | Rack-09 | SUN Oracle | 42 | SUN Oracle | SHJSG2116000161 | 32-33 | Shelf 1.0, Shelf 1.1 | Storage | NetApp | DS212C
Yes | DC | Data Center | National Board of Revenue Old Building | 1st | Data Center | Rack-09 | SUN Oracle | 42 | SUN Oracle | CNL3TD3 | 34-35 | Media Server | Server | Dell EMC | Dell Power Edge R740 | 10.60.24.33 | 172.21.7.51 | Windows Server 2019
Yes | DC | Data Center | National Board of Revenue Old Building | 1st | Data Center | Rack-09 | SUN Oracle | 42 | SUN Oracle | BRCEWY1947R07E | 36 | SAN SW 01 | san-switch | Dell EMC | DS-6600B | 10.60.24.51 |  | v8.2.1c
Yes | DC | Data Center | National Board of Revenue Old Building | 1st | Data Center | Rack-09 | SUN Oracle | 42 | SUN Oracle | BRCEWY1951R09C | 37 | SAN SW 02 | san-switch | Dell EMC | DS-6600B | 10.60.24.52 |  | v8.2.1c
Yes | DC | Data Center | National Board of Revenue Old Building | 1st | Data Center | Rack-09 | SUN Oracle | 42 | SUN Oracle | 2047XCB0BA | 38 | Gateway Server | Server | Oracle | Oracle X8-2 | 10.60.8.13 | 10.60.8.14 | Oracle Linux 7.9 |  | Shuvo & Shams
Yes | DC | Data Center | National Board of Revenue Old Building | 1st | Data Center | Rack-08 | SUN Oracle | 42 | SUN Oracle | 2046XLB0BH | 16 | Exadata-DB-Node1 | Server | Oracle | Oracle X8-2 | 10.60.8.75 | 172.21.0.72 | Oracle Linux 7.9
Yes | DC | Data Center | National Board of Revenue Old Building | 1st | Data Center | Rack-08 | SUN Oracle | 42 | SUN Oracle | 2046XLB0BF | 17 | Exadata-DB-Node2 | Server | Oracle | Oracle X8-2 | 10.60.8.76 | 172.21.0.73 | Oracle Linux 7.9
Yes | DC | Data Center | National Board of Revenue Old Building | 1st | Data Center | Rack-08 | SUN Oracle | 42 | SUN Oracle | 2046XLA0CX | 2-3 | Exadata-Cell-Node1 | Storage | Oracle | Oracle X8-2 | 10.60.8.77 |  | 24.1.9.0.0250213
Yes | DC | Data Center | National Board of Revenue Old Building | 1st | Data Center | Rack-08 | SUN Oracle | 42 | SUN Oracle | 2046XLA0D2 | 4-5 | Exadata-Cell-Node2 | Storage | Oracle | Oracle X8-2 | 10.60.8.78 |  | 24.1.9.0.0250214
Yes | DC | Data Center | National Board of Revenue Old Building | 1st | Data Center | Rack-08 | SUN Oracle | 42 | SUN Oracle | 2046XLA0CV | 6-7 | Exadata-Cell-Node3 | Storage | Oracle | Oracle X8-2 | 10.60.8.79 |  | 24.1.9.0.0250215
Yes | DC | Data Center | National Board of Revenue Old Building | 1st | Data Center | Rack-08 | SUN Oracle | 42 | SUN Oracle | FDO24070BUS | 21 | Management Switch | exadata-switch | Cisco | cisco Nexus9000 C9348GC-FXP | 10.60.8.80 |  | NXOS: version 7.0(3)I7(8)
Yes | DC | Data Center | National Board of Revenue Old Building | 1st | Data Center | Rack-08 | SUN Oracle | 42 | SUN Oracle | 2027NNXE5R | 20 | InfiniBand Switch1 | exadata-switch | Oracle | Sun Datacenter InfiniBand Switch 36 | 10.60.8.81 |  | 2.2.17-2
Yes | DC | Data Center | National Board of Revenue Old Building | 1st | Data Center | Rack-08 | SUN Oracle | 42 | SUN Oracle | 2027NNXE5P | 22 | InfiniBand Switch2 | exadata-switch | Oracle | Sun Datacenter InfiniBand Switch 36 | 10.60.8.82 |  | 2.2.17-3
Yes | DC | Data Center | National Board of Revenue Old Building | 1st | Data Center | Rack-11 | SUN Oracle | 42 | SUN Oracle | 2043XL2014 | 3-4 | ZFS Controller 01 | Storage | Oracle | Oracle ZS7-2 | 192.168.4.101 | 192.168.4.1 | OS8.8.57
Yes | DC | Data Center | National Board of Revenue Old Building | 1st | Data Center | Rack-11 | SUN Oracle | 42 | SUN Oracle | 2043XL2017 | 3-4 | ZFS Controller 02 | Storage | Oracle | Oracle ZS7-2 | 192.168.4.102 | 192.168.4.2 | OS8.8.57
Yes | DC | Data Center | National Board of Revenue Old Building | 1st | Data Center | Rack-11 | SUN Oracle | 42 | SUN Oracle | 2043XLB00V | 5 | Management Node 01 | Server | Oracle | Oracle X8-2 | 192.168.4.103 | 192.168.4.3 | Oracle Linux 7.9
Yes | DC | Data Center | National Board of Revenue Old Building | 1st | Data Center | Rack-11 | SUN Oracle | 42 | SUN Oracle | 2043XLB00K | 6 | Management Node 02 | Server | Oracle | Oracle X8-2 | 192.168.4.104 | 192.168.4.4 | Oracle Linux 7.9
Yes | DC | Data Center | National Board of Revenue Old Building | 1st | Data Center | Rack-11 | SUN Oracle | 42 | SUN Oracle | 2042XLB0CW | 7 | Conpute Node 01 | Server | Oracle | Oracle X8-2 | 192.168.4.110 | 192.168.4.10 | Oracle VM server release 3.4.7
Yes | DC | Data Center | National Board of Revenue Old Building | 1st | Data Center | Rack-11 | SUN Oracle | 42 | SUN Oracle | 2042XLB0D7 | 8 | Conpute Node 02 | Server | Oracle | Oracle X8-2 | 192.168.4.108 | 192.168.4.8 | Oracle VM server release 3.4.8
Yes | DC | Data Center | National Board of Revenue Old Building | 1st | Data Center | Rack-11 | SUN Oracle | 42 | SUN Oracle | 2042XLB0D6 | 9 | Conpute Node 03 | Server | Oracle | Oracle X8-2 | 192.168.4.106 | 192.168.4.6 | Oracle VM server release 3.4.9
Yes | DC | Data Center | National Board of Revenue Old Building | 1st | Data Center | Rack-11 | SUN Oracle | 42 | SUN Oracle | 2042XLB0CL | 10 | Conpute Node 04 | Server | Oracle | Oracle X8-2 | 192.168.4.105 | 192.168.4.5 | Oracle VM server release 3.4.10
Yes | DC | Data Center | National Board of Revenue Old Building | 1st | Data Center | Rack-11 | SUN Oracle | 42 | SUN Oracle | 2042XLB0D4 | 11 | Conpute Node 05 | Server | Oracle | Oracle X8-2 | 192.168.4.107 | 192.168.4.7 | Oracle VM server release 3.4.11
Yes | DC | Data Center | National Board of Revenue Old Building | 1st | Data Center | Rack-11 | SUN Oracle | 42 | SUN Oracle | 2042XLB0D5 | 12 | Conpute Node 06 | Server | Oracle | Oracle X8-2 | 192.168.4.109 | 192.168.4.9 | Oracle VM server release 3.4.12
Yes | DC | Data Center | National Board of Revenue Old Building | 1st | Data Center | Rack-11 | SUN Oracle | 42 | SUN Oracle | FDO24350196 | 15 | Leaf Switch 01 | server-switch | Cisco | cisco Nexus 9000 C9336C-FX2 |  | 192.168.4.202 | NXOS: version 10.2(5)
Yes | DC | Data Center | National Board of Revenue Old Building | 1st | Data Center | Rack-11 | SUN Oracle | 42 | SUN Oracle | POG2433ZE4S | 16 | Leaf Switch 02 | server-switch | Cisco | cisco Nexus 9000 C9336C-FX2 |  | 192.168.4.203 | NXOS: version 10.2(5)
Yes | DC | Data Center | National Board of Revenue Old Building | 1st | Data Center | Rack-11 | SUN Oracle | 42 | SUN Oracle | 2042NMQ820 | 17-20 | ZFS Disk Self | Storage | Oracle | Oracle DE3-24C
Yes | DC | Data Center | National Board of Revenue Old Building | 1st | Data Center | Rack-11 | SUN Oracle | 42 | SUN Oracle | FDO242306PM | 21 | Management Switch | server-switch | Cisco | cisco Nexus 9000 C9348GC-FXP |  | 192.168.4.230 | NXOS: version 10.2(5)
Yes | DC | Data Center | National Board of Revenue Old Building | 1st | Data Center | Rack-02 | SUN Oracle | 42 | SUN Oracle | POG2433ZE8T | 22 | Spine Switch 01 | server-switch | Cisco | cisco Nexus 9000 C9336C-FX2 |  | 192.168.4.204 | NXOS: version 10.2(5)
Yes | DC | Data Center | National Board of Revenue Old Building | 1st | Data Center | Rack-02 | SUN Oracle | 42 | SUN Oracle | FDO2435016E | 23 | Spine Switch 02 | server-switch | Cisco | cisco Nexus 9000 C9336C-FX2 |  | 192.168.4.205 | NXOS: version 10.2(5)
Yes | DC | Data Center | National Board of Revenue Old Building | 1st | Data Center | Rack-04 | SUN Oracle | 42 | SUN Oracle | WZP25370UMV | 16-17 | Root Active Directory | Server | Cisco | UCS C240 M5SX | 10.60.8.37 | 172.21.26.37 | Windows Server 2019
Yes | DC | Data Center | National Board of Revenue Old Building | 1st | Data Center | Rack-04 | SUN Oracle | 42 | SUN Oracle | WZP25320N01 | 18-19 | Addtional Active Directory | Server | Cisco | UCS C240 M5SX | 10.60.8.38 | 172.21.26.38 | Windows Server 2019

## structure-dc-network
include | house | area | building | floor | room | rack | rack-make | rack-u-count | rack-model | tag | rack-position | type | name | make | model | port | Mgmt IP | OS
Yes | DC | Data Center | National Board of Revenue Old Building | 1st | - | RACK-10 | APC | 42 | AR3150 | FXS2444Q0T9 | 35-36 | Router | DC_WAN_R1 | cisco | ASR1002-HX-DNA |  | 10.60.0.41
Yes | DC | Data Center | National Board of Revenue Old Building | 1st | - | RACK-10 | APC | 42 | AR3150 | FXS2444Q0RZ | 32-33 | Router | DC_WAN_R2 | cisco | ASR1002-HX-DNA |  | 10.60.0.42
Yes | DC | Data Center | National Board of Revenue Old Building | 1st | - | RACK-10 | APC | 42 | AR3150 | FOC2442LACN | 30 | Switch | DC_CORE_SW_01 | cisco | C9500-16X |  | 10.60.0.28
Yes | DC | Data Center | National Board of Revenue Old Building | 1st | - | RACK-10 | APC | 42 | AR3150 | FOC2442LAQ2 | 28 | Switch | DC_CORE_SW_02 | cisco | C9500-16X |  | 10.60.0.28
Yes | DC | Data Center | National Board of Revenue Old Building | 1st | - | RACK-10 | APC | 42 | AR3150 | JMX2445L035 | 26 | Firewall | DC_SVR_FRM_FW01 | cisco | FPR-4115-K9 |  | 10.60.0.12
Yes | DC | Data Center | National Board of Revenue Old Building | 1st | - | RACK-10 | APC | 42 | AR3150 | JMX2445L038 | 24 | Firewall | DC_SVR_FRM_FW02 | cisco | FPR-4115-K9 |  | 10.60.0.13
Yes | DC | Data Center | National Board of Revenue Old Building | 1st | - | RACK-10 | APC | 42 | AR3150 | FDO244414K5 | 22 | Switch | DC_SVR_FRM_SW_01 | cisco | N9K-C93180YC-FX |  | 10.60.0.26
Yes | DC | Data Center | National Board of Revenue Old Building | 1st | - | RACK-10 | APC | 42 | AR3150 | FDO2444146T | 20 | Switch | DC_SVR_FRM_SW_02 | cisco | N9K-C93180YC-FX |  | 10.60.0.27
Yes | DC | Data Center | National Board of Revenue Old Building | 1st | - | RACK-10 | APC | 42 | AR3150 | JMX2445L03E | 18 | Firewall | DC_DMZ_FW_01 | cisco | FPR-4115-K9 |  | 10.60.0.14
Yes | DC | Data Center | National Board of Revenue Old Building | 1st | - | RACK-10 | APC | 42 | AR3150 | JMX2445L03F | 16 | Firewall | DC_DMZ_FW_02 | cisco | FPR-4115-K9 |  | 10.60.0.15
Yes | DC | Data Center | National Board of Revenue Old Building | 1st | - | RACK-10 | APC | 42 | AR3150 | FOC2443L02N | 14 | Switch | DC_DMZ_SW_01 | cisco | C9300-24T |  | 10.60.0.30
Yes | DC | Data Center | National Board of Revenue Old Building | 1st | - | RACK-10 | APC | 42 | AR3150 | FOC2443L01C | 12 | Switch | DC_DMZ_SW_02 | cisco | C9300-24T |  | 10.60.0.31
Yes | DC | Data Center | National Board of Revenue Old Building | 1st | - | RACK-06 | Sun ORACLE | 42 | 465136N | LR202002020187 | 40 | sensor | SIEM_Photon-01 | Stellar Cyber | Photon 300 |  | 10.60.0.47
Yes | DC | Data Center | National Board of Revenue Old Building | 1st | - | RACK-06 | Sun ORACLE | 42 | 465136N | LR202002020190 | 39 | sensor | SIEM_Photon-02 | Stellar Cyber | Photon 300 |  | 10.60.0.48
Yes | DC | Data Center | National Board of Revenue Old Building | 1st | - | RACK-06 | Sun ORACLE | 42 | 465136N | LR202001000112 | 33 | security-devices | SIEM_M6000-01 | Stellar Cyber | M6000 |  | 10.60.0.49
Yes | DC | Data Center | National Board of Revenue Old Building | 1st | - | RACK-06 | Sun ORACLE | 42 | 465136N | LR202001000116 | 31 | security-devices | SIEM_M6000-02 | Stellar Cyber | M6000 |  | 10.60.0.50
Yes | DC | Data Center | National Board of Revenue Old Building | 1st | - | RACK-06 | Sun ORACLE | 42 | 465136N | JAE24480HEW | 37 | Switch | DC_SIEM_SW_01 | cisco | C9200-48T-E |  | 10.60.0.51
Yes | DC | Data Center | National Board of Revenue Old Building | 1st | - | RACK-06 | Sun ORACLE | 42 | 465136N | JAE24480H56 | 35 | Switch | DC_SIEM_SW_02 | cisco | C9200-48T-E |  | 10.60.0.51
Yes | DC | Data Center | National Board of Revenue Old Building | 1st | - | RACK-06 | Sun ORACLE | 42 | 465136N | 320112020100063 | 23 | security-devices | SSL VPN_01 | PulseSecure | PSA5000 |  | 192.168.128.69
Yes | DC | Data Center | National Board of Revenue Old Building | 1st | - | RACK-06 | Sun ORACLE | 42 | 465136N | 320112020100054 | 22 | security-devices | SSL VPN_02 | PulseSecure | PSA5000 |  | 192.168.128.69
Yes | DC | Data Center | National Board of Revenue Old Building | 1st | - | RACK-06 | Sun ORACLE | 42 | 465136N | JAE244724ZV | 20 | Switch | DC_Mgmt_SW-01 | cisco | C9200-48T-E |  | 10.60.0.3
Yes | DC | Data Center | National Board of Revenue Old Building | 1st | - | RACK-06 | Sun ORACLE | 42 | 465136N | JAE244724ZU | 18 | Switch | DC_Mgmt_SW-02 | cisco | C9200-48T-E |  | 10.60.0.3
Yes | DC | Data Center | National Board of Revenue Old Building | 1st | - | RACK-06 | Sun ORACLE | 42 | 465136N | SWZP242702YH | 28-29 | security-devices | DC_WAN_MGMT_SVR_01 | cisco | UCS C240 M5SX |  | 10.60.0.44
Yes | DC | Data Center | National Board of Revenue Old Building | 1st | - | RACK-06 | Sun ORACLE | 42 | 465136N | SWZP243802E6 | 25-26 | security-devices | DC_WAN_MGMT_SVR_02 | cisco | UCS C240 M5SX |  | 10.60.0.43
Yes | DC | Data Center | National Board of Revenue Old Building | 1st | - | RACK-06 | Sun ORACLE | 42 | 465136N | WMP243800CU | 10 | security-devices | DC_FMC_01 | cisco | FMC1600-K9 |  | 10.60.0.10
Yes | DC | Data Center | National Board of Revenue Old Building | 1st | - | RACK-06 | Sun ORACLE | 42 | 465136N | X45016BV7QV4B04 | 16 | Firewall | DC-NOC-FW01 | Sophos | XGS4500 |  | 10.60.0.1
Yes | DC | Data Center | National Board of Revenue Old Building | 1st | - | RACK-06 | Sun ORACLE | 42 | 465136N | X45016BK89T3QD6 | 14 | Firewall | DC-NOC-FW02 | Sophos | XGS4500 |  | 10.60.0.1
Yes | DC | Data Center | National Board of Revenue Old Building | 1st | - | RACK-06 | Sun ORACLE | 42 | 465136N | JAE2444054W | 12 | Switch | DC-NOC-SW-01 | cisco | C9200-24T-E |  | 10.60.0.23
Yes | DC | Data Center | National Board of Revenue Old Building | 1st | - | RACK-05 | cisco | 42 | AR3150 | TH10134120150006 | 39 | security-devices | DDoS-01 | A10 | TH1040 TPS |  | 172.21.60.12
Yes | DC | Data Center | National Board of Revenue Old Building | 1st | - | RACK-05 | cisco | 42 | AR3150 | TH10134120150008 | 37 | security-devices | DDoS-02 | A10 | TH1040 TPS |  | 172.21.60.13
Yes | DC | Data Center | National Board of Revenue Old Building | 1st | - | RACK-05 | cisco | 42 | AR3150 | FDO2446M1NF | 33-35 | Router | DC_INT_RTR_01 | cisco | ISR4461K9 |  | 10.60.0.32
Yes | DC | Data Center | National Board of Revenue Old Building | 1st | - | RACK-05 | cisco | 42 | AR3150 | FDO2446M1Q1 | 29-31 | Router | DC_INT_RTR_02 | cisco | ISR4461K9 |  | 10.60.0.33
Yes | DC | Data Center | National Board of Revenue Old Building | 1st | - | RACK-05 | cisco | 42 | AR3150 | FOC2443L089 | 27 | Switch | DC_ISP_AGG_SW_01 | cisco | C9300-24T |  | 10.60.0.37
Yes | DC | Data Center | National Board of Revenue Old Building | 1st |  | RACK-05 | cisco | 42 | AR3150 | FOC2443L07R | 25 | Switch | DC_ISP_AGG_SW_02 | cisco | C9300-24T |  | 10.60.0.38
Yes | DC | Data Center | National Board of Revenue Old Building | 1st |  | RACK-05 | cisco | 42 | AR3150 | FDO2450M25Q | 21 | Router | NON_SD-WAN_Router | cisco | ISR4331 |  | 10.60.0.100
Yes | DC | Data Center | National Board of Revenue Old Building | 1st |  | RACK-05 | cisco | 42 | AR3150 | SAL244300N0 | 4-14 | security-devices | DWDM | cisco | NCS2015-SA-AC |  | 10.60.0.101

## structure-dc_moduler
include | house | area | building | floor | room | rack | rack-make | rack-u-count | rack-model | tag | rack-position | type | name | Mgmt IP | Service IP | OS
Yes | DC | Data Center | National Board of Revenue Old Building | 1st | Data Center | Rack-4 | VARICOM | 42 | X7S-6242-RGB-B | WZP25370UMV | 16-17 | Server | Root Active Directory | 10.60.8.37 | 172.21.26.37 | Windows Server
Yes | DC | Data Center | National Board of Revenue Old Building | 1st | Data Center | Rack-4 | VARICOM | 42 | X7S-6242-RGB-B | WZP25320N01 | 18-19 | Server | Addtional Active Directory | 10.60.8.38 | 172.21.26.38 | Windows Server

## structure-dch-network
include | house | area | building | floor | room | rack | rack-make | rack-u-count | rack-model | tag | rack-position | name | type | make | model | port | Mgmt IP | link
Yes | NDC | Data Center | Dhaka Customs House Building | 2nd | Data Center | Rack-01 | APC | 42 | AR3150 | TH10134120150005 | 39 | DDoS-01 | security-devices | A10 | TH1040 TPS |  | 172.21.60.12
Yes | NDC | Data Center | Dhaka Customs House Building | 2nd | Data Center | Rack-01 | APC | 42 | AR3150 | TH10134120150007 | 37 | DDoS-02 | security-devices | A10 | TH1040 TPS |  | 172.21.60.13
Yes | NDC | Data Center | Dhaka Customs House Building | 2nd | Data Center | Rack-01 | APC | 42 | AR3150 | FDO2446M1QB | 33-35 | NDC_INT_RTR_01 | router | cisco | ISR4461K9 |  | 10.60.16.32
Yes | NDC | Data Center | Dhaka Customs House Building | 2nd | Data Center | Rack-01 | APC | 42 | AR3150 | FDO2447M0NS | 29-31 | NDC_INT_RTR_02 | router | cisco | ISR4461K9 |  | 10.60.16.33
Yes | NDC | Data Center | Dhaka Customs House Building | 2nd | Data Center | Rack-01 | APC | 42 | AR3150 | SAL244300N1 | 4-19 | DWDM | security-devices | cisco | NCS2015-SA-AC |  | 10.60.16.102
Yes | NDC | Data Center | Dhaka Customs House Building | 2nd | Data Center | Rack-07 | APC | 42 | AR3100 | FOC2443L085 | 38 | NDC_ISP_AGG_SW_01 | switch | cisco | C9300-24T |  | 10.60.16.37
Yes | NDC | Data Center | Dhaka Customs House Building | 2nd | Data Center | Rack-07 | APC | 42 | AR3100 | FOC2443L02F | 36 | NDC_ISP_AGG_SW_02 | switch | cisco | C9300-24T |  | 10.60.16.38
Yes | NDC | Data Center | Dhaka Customs House Building | 2nd | Data Center | Rack-07 | APC | 42 | AR3100 | FXS2444Q0TC | 33-34 | NDC_WAN_R1 | router | cisco | ASR1002-HX-DNA |  | 10.60.16.41
Yes | NDC | Data Center | Dhaka Customs House Building | 2nd | Data Center | Rack-07 | APC | 42 | AR3100 | FXS2444Q0T5 | 30-31 | NDC_WAN_R2 | router | cisco | ASR1002-HX-DNA |  | 10.60.16.42
Yes | NDC | Data Center | Dhaka Customs House Building | 2nd | Data Center | Rack-07 | APC | 42 | AR3100 | WZP243802EA | 27-28 | WAN_MGT_Server_01 | security-devices | cisco | UCS C240 M5SX |  | 10.60.16.43
Yes | NDC | Data Center | Dhaka Customs House Building | 2nd | Data Center | Rack-07 | APC | 42 | AR3100 | WZP243802ED | 24-25 | WAN_MGT_Server_02 | security-devices | cisco | UCS C240 M5SX |  | 10.60.16.44
Yes | NDC | Data Center | Dhaka Customs House Building | 2nd | Data Center | Rack-08 | Oracle | 42 | 465136N | FOC2442LARW | 39 | NDC_CORE_SW_01 | switch | cisco | C9500-16X |  | 10.60.16.28
Yes | NDC | Data Center | Dhaka Customs House Building | 2nd | Data Center | Rack-08 | Oracle | 42 | 465136N | FOC2442LARZ | 37 | NDC_CORE_SW_02 | switch | cisco | C9500-16X |  | 10.60.16.29
Yes | NDC | Data Center | Dhaka Customs House Building | 2nd | Data Center | Rack-08 | Oracle | 42 | 465136N | JMX2445L036 | 35 | ServerFarm-FW-01 | firewall | cisco | FPR-4115-K9 |  | 10.60.16.12
Yes | NDC | Data Center | Dhaka Customs House Building | 2nd | Data Center | Rack-08 | Oracle | 42 | 465136N | JMX2445L034 | 33 | ServerFarm-FW-02 | firewall | cisco | FPR-4115-K9 |  | 10.60.16.13
Yes | NDC | Data Center | Dhaka Customs House Building | 2nd | Data Center | Rack-08 | Oracle | 42 | 465136N | FDO244414G0 | 31 | NDC_SVR_FRM_SW_01 | switch | cisco | N9K-C93180YC-FX |  | 10.60.16.26
Yes | NDC | Data Center | Dhaka Customs House Building | 2nd | Data Center | Rack-08 | Oracle | 42 | 465136N | FDO2444145Y | 29 | NDC_SVR_FRM_SW_02 | switch | cisco | N9K-C93180YC-FX |  | 10.60.16.27
Yes | NDC | Data Center | Dhaka Customs House Building | 2nd | Data Center | Rack-08 | Oracle | 42 | 465136N | JMX2445L039 | 27 | DMZ-Firewall-01 | firewall | cisco | FPR-4115-K9 |  | 10.60.16.14
Yes | NDC | Data Center | Dhaka Customs House Building | 2nd | Data Center | Rack-08 | Oracle | 42 | 465136N | JMX2445L03A | 25 | DMZ-Firewall-02 | firewall | cisco | FPR-4115-K9 |  | 10.60.16.15
| NDC | Data Center | Dhaka Customs House Building | 2nd | Data Center | Rack-08 | Oracle | 42 | 465136N | FOC2443L009 | 23 | NDC_DMZ_SW_01 | switch | cisco | C9300-24T |  | 10.60.16.30
Yes | NDC | Data Center | Dhaka Customs House Building | 2nd | Data Center | Rack-08 | Oracle | 42 | 465136N | FOC2442LFUG | 21 | NDC_DMZ_SW_02 | switch | cisco | C9300-24T |  | 10.60.16.31
Yes | NDC | Data Center | Dhaka Customs House Building | 2nd | Data Center | Rack-10 | APC | 42 | AR3150 | X45016PHT972F5E | 21 | NOC-FW-01 | firewall | sophos | XGS4500 |  | 10.60.16.1
Yes | NDC | Data Center | Dhaka Customs House Building | 2nd | Data Center | Rack-10 | APC | 42 | AR3150 | X45016HGXYXYC1C | 19 | NOC-FW-02 | firewall | sophos | XGS4500 |  | 10.60.16.1
Yes | NDC | Data Center | Dhaka Customs House Building | 2nd | Data Center | Rack-10 | APC | 42 | AR3150 | JAE24480HEP | 17 | NDC_Mgmt_SW-01 | switch | cisco | C9200-48T-E |  | 10.60.16.3
Yes | NDC | Data Center | Dhaka Customs House Building | 2nd | Data Center | Rack-10 | APC | 42 | AR3150 | JAE2447252Y | 15 | NDC_Mgmt_SW-02 | switch | cisco | C9200-48T-E |  | 10.60.16.3
Yes | NDC | Data Center | Dhaka Customs House Building | 2nd | Data Center | Rack-10 | APC | 42 | AR3150 | WMP2439008J | 13 | FMC-01 | security-devices | cisco | FMC1600-K9 |  | 10.60.16.10
Yes | NDC | Data Center | Dhaka Customs House Building | 2nd | Data Center | Rack-10 | APC | 42 | AR3150 | JAE244405GD | 11 | NDC-NOC-SW-01 | switch | cisco | C9200-24T-E |  | 10.60.16.23

## structure-dch_system
include | house | area | building | floor | room | rack | rack-make | rack-u-count | rack-model | tag | rack-position | type | make | model | Mgmt IP | Service IP | name | OS | Cluster IP | Remarks
Yes | NDC | Data Center | Dhaka Customs House Building | 2nd | Data Center | Rack-03 | Oracle | 42 | SUN Oracle | 2046NMG00C | 1-3 | Server | Oracle | Oracle T8-2 | 10.60.24.15 | 172.21.32.12 | T8-2 APP 01 | Solaris 11.4
Yes | NDC | Data Center | Dhaka Customs House Building | 2nd | Data Center | Rack-03 | Oracle | 42 | SUN Oracle | 2046NMG00D | 4-6 | Server | Oracle | Oracle T8-2 | 10.60.24.17 | 172.21.32.13 | T8-2 APP 02 | Solaris 11.4
Yes | NDC | Data Center | Dhaka Customs House Building | 2nd | Data Center | Rack-03 | Oracle | 42 | SUN Oracle | 2046NMG00E | 7-9 | Server | Oracle | Oracle T8-2 | 10.60.24.19 | 10.60.24.20 | T8-2 UAT | Solaris 11.4
Yes | NDC | Data Center | Dhaka Customs House Building | 2nd | Data Center | Rack-03 | Oracle | 42 | SUN Oracle | 2047XC209G | 10-11 | Storage | Oracle | Oracle ZS7-2 | 10.60.24.58 | 10.60.24.56 | ZFS Controller 01 | OS 8.72
Yes | NDC | Data Center | Dhaka Customs House Building | 2nd | Data Center | Rack-03 | Oracle | 42 | SUN Oracle | 2047XC209D | 12-13 | Storage | Oracle | Oracle ZS7-2 | 10.60.24.60 | 10.60.24.57 | ZFS Controller 02 | OS 8.72
Yes | NDC | Data Center | Dhaka Customs House Building | 2nd | Data Center | Rack-03 | Oracle | 42 | SUN Oracle | 2046NMS802 | 14-15 | Storage | Oracle | Oracle DE3-24P |  |  | ZFS Disk Self 01 |  |  | No IP and OS for storage disk shelve. Although they do not have IP address, they need to be displayed.
Yes | NDC | Data Center | Dhaka Customs House Building | 2nd | Data Center | Rack-03 | Oracle | 42 | SUN Oracle | 2048NMQ808 | 16-19 | Storage | Oracle | Oracle DE3-24C |  |  | ZFS Disk Self 02
Yes | NDC | Data Center | Dhaka Customs House Building | 2nd | Data Center | Rack-03 | Oracle | 42 | SUN Oracle | 2048NMQ807 | 20-23 | Storage | Oracle | Oracle DE3-24C |  |  | ZFS Disk Self 03
Yes | NDC | Data Center | Dhaka Customs House Building | 2nd | Data Center | Rack-03 | Oracle | 42 | SUN Oracle | 2239NMS80C | 24-34 | Storage | Oracle | Oracle DE3-24P |  |  | ZFS Disk Self BMAP
Yes | NDC | Data Center | Dhaka Customs House Building | 2nd | Data Center | Rack-03 | Oracle | 42 | SUN Oracle | 2117XCB00G | 26 | Server | Oracle | Oracle X8-2 | 10.60.24.25 | 172.21.36.56 | X8-2 BI Live Database | Oracle Linux 7.9
Yes | NDC | Data Center | Dhaka Customs House Building | 2nd | Data Center | Rack-03 | Oracle | 42 | SUN Oracle | 2117XCB00H | 27 | Server | Oracle | Oracle X8-2 | 10.60.24.27 | 10.60.24.28 | X8-2 Vmware | Vmware 6.7
Yes | NDC | Data Center | Dhaka Customs House Building | 2nd | Data Center | Rack-03 | Oracle | 42 | SUN Oracle | 2117XCB00J | 28 | Server | Oracle | Oracle X8-2 | 10.60.24.29 | 172.21.56.12 | X8-2 Web | Oracle Linux 7.9
Yes | NDC | Data Center | Dhaka Customs House Building | 2nd | Data Center | Rack-03 | Oracle | 42 | SUN Oracle | 2117XCB00F | 29 | Server | Oracle | Oracle X8-2 | 10.60.24.31 | 172.21.32.14 | X8-2 APP 01 | Oracle Linux 7.9
Yes | NDC | Data Center | Dhaka Customs House Building | 2nd | Data Center | Rack-03 | Oracle | 42 | SUN Oracle | BNL3TD3 | 30-31 | Server | Dell EMC | Dell Power Edge R740 | 10.60.24.33 | 172.21.51.33 | Media Server | Windows Server 2019
Yes | NDC | Data Center | Dhaka Customs House Building | 2nd | Data Center | Rack-03 | Oracle | 42 | SUN Oracle | BRCEWY1951R06E | 35 | san-switch | Dell EMC | DS-6600B | 10.60.24.51 |  | SAN SW 01 | v8.2.1c
Yes | NDC | Data Center | Dhaka Customs House Building | 2nd | Data Center | Rack-03 | Oracle | 42 | SUN Oracle | BRCEWY1952R07H | 36 | san-switch | Dell EMC | DS-6600B | 10.60.24.52 |  | SAN SW 02 | v8.2.1c
Yes | NDC | Data Center | Dhaka Customs House Building | 2nd | Data Center | Rack-05 | Oracle | 42 | SUN Oracle | 2238NMG00E | 1-3 | Server | Oracle | Oracle T8-2 | 10.60.24.41 | 10.60.24.141 | BMAP Server 01 | Solaris 11.4
Yes | NDC | Data Center | Dhaka Customs House Building | 2nd | Data Center | Rack-05 | Oracle | 42 | SUN Oracle | 2238NMG00C | 4-6 | Server | Oracle | Oracle T8-2 | 10.60.24.42 | 10.60.24.142 | BMAP Server 02 | Solaris 11.4
Yes | NDC | Data Center | Dhaka Customs House Building | 2nd | Data Center | Rack-05 | Oracle | 42 | SUN Oracle | 2238NMG00D | 7-9 | Server | Oracle | Oracle T8-2 | 10.60.24.43 | 10.60.24.143 | BMAP Server 03 | Solaris 11.4
Yes | NDC | Data Center | Dhaka Customs House Building | 2nd | Data Center | Rack-05 | Oracle | 42 | SUN Oracle | SHFNC2121000052 | 21-22 | Storage | NetApp | DS212C |  |  | Shelf 1.0, Shelf 1.1
Yes | NDC | Data Center | Dhaka Customs House Building | 2nd | Data Center | Rack-05 | Oracle | 42 | SUN Oracle | SHJSG2116000162 | 21-22 | Storage | NetApp | DS212C |  |  | Shelf 1.0, Shelf 1.1
Yes | NDC | Data Center | Dhaka Customs House Building | 2nd | Data Center | Rack-05 | Oracle | 42 | SUN Oracle | 952115000277 | 23-24 | Storage | NetApp | FAS 2720 | 10.60.24.96 | 10.60.24.98 | edcawbackupstorage-01, edcawbackupstorage-02 | ONTAP 9.8p6 | 10.60.24.100
Yes | NDC | Data Center | Dhaka Customs House Building | 2nd | Data Center | Rack-05 | Oracle | 42 | SUN Oracle | 952115000399 | 23-24 | Storage | NetApp | FAS 2720 | 10.60.24.97 | 10.60.24.99 | edcawbackupstorage-01, edcawbackupstorage-02 | ONTAP 9.8p6 | 10.60.24.100
Yes | NDC | Data Center | Dhaka Customs House Building | 2nd | Data Center | Rack-05 | Oracle | 42 | SUN Oracle | 1326FM505G | 24-25 | Server | Oracle | X3-2L | 10.60.24.34 | 172.21.57.101 | X3-2L | Oracle Linux 7.9
Yes | NDC | Data Center | Dhaka Customs House Building | 2nd | Data Center | Rack-08 | Oracle | 42 | SUN Oracle | 2041XLB03K | 16 | Server | Oracle | Oracle X8-2 | 10.60.24.75 | 172.21.32.70 | Exadata-DB-Node1 | Oracle Linux 7.9
Yes | NDC | Data Center | Dhaka Customs House Building | 2nd | Data Center | Rack-08 | Oracle | 42 | SUN Oracle | 2046XLB0BG | 17 | Server | Oracle | Oracle X8-2 | 10.60.24.76 | 172.21.32.71 | Exadata-DB-Node2 | Oracle Linux 7.9
Yes | NDC | Data Center | Dhaka Customs House Building | 2nd | Data Center | Rack-08 | Oracle | 42 | SUN Oracle | 2046XLA0FY | 2-3 | Storage | Oracle | Oracle X8-2 | 10.60.24.77 |  | Exadata-Cell-Node1 | 24.1.9.0.0250213
Yes | NDC | Data Center | Dhaka Customs House Building | 2nd | Data Center | Rack-08 | Oracle | 42 | SUN Oracle | 2046XLA0G4 | 4-5 | Storage | Oracle | Oracle X8-2 | 10.60.24.78 |  | Exadata-Cell-Node2 | 24.1.9.0.0250213
Yes | NDC | Data Center | Dhaka Customs House Building | 2nd | Data Center | Rack-08 | Oracle | 42 | SUN Oracle | 2046XLA0G8 | 6-7 | Storage | Oracle | Oracle X8-2 | 10.60.24.79 |  | Exadata-Cell-Node3 | 24.1.9.0.0250213
Yes | DC | Data Center | Dhaka Customs House Building | 2nd | Data Center | Rack-08 | Oracle | 42 | SUN Oracle | FDO24070BX6 | 21 | exadata-switch | Cisco | cisco Nexus9000 C9348GC-FXP |  | 10.60.24.80 | Management Switch | NXOS: version 7.0(3)I7(8)
Yes | NDC | Data Center | Dhaka Customs House Building | 2nd | Data Center | Rack-08 | Oracle | 42 | SUN Oracle | NEDCQ0056 | 20 | exadata-switch | Oracle | Sun Datacenter InfiniBand Switch 36 | 10.60.24.81 |  | InfiniBand Switch1 | 2.2.17-2
Yes | NDC | Data Center | Dhaka Customs House Building | 2nd | Data Center | Rack-08 | Oracle | 42 | SUN Oracle | NEDCQ0170 | 22 | exadata-switch | Oracle | Sun Datacenter InfiniBand Switch 36 | 10.60.24.82 |  | InfiniBand Switch2 | 2.2.17-2
Yes | NDC | Data Center | Dhaka Customs House Building | 2nd | Data Center | Rack-09 | Oracle | 42 | SUN Oracle | 2047XCB0BB | 37 | Server | Oracle | Oracle X8-2 | 10.60.24.13 |  | Gateway Server | Oracle Linux 7.9
Yes | NDC | Data Center | Dhaka Customs House Building | 2nd | Data Center | Rack-09 | Oracle | 42 | SUN Oracle | 2043XL200F | 1-2 | Storage | Oracle | Oracle ZS7-2 | 192.168.4.101 | 192.168.4.1 | ZFS Controller 01 | OS8.8.57
Yes | NDC | Data Center | Dhaka Customs House Building | 2nd | Data Center | Rack-09 | Oracle | 42 | SUN Oracle | 2043XL200D | 3-4 | Storage | Oracle | Oracle ZS7-2 | 192.168.4.102 | 192.168.4.2 | ZFS Controller 02 | OS8.8.57
Yes | NDC | Data Center | Dhaka Customs House Building | 2nd | Data Center | Rack-09 | Oracle | 42 | SUN Oracle | 2043XLB00E | 5 | Server | Oracle | Oracle X8-2 | 192.168.4.103 | 192.168.4.3 | Management Node 01 | Oracle Linux 7.9
Yes | NDC | Data Center | Dhaka Customs House Building | 2nd | Data Center | Rack-09 | Oracle | 42 | SUN Oracle | 2043XLB00P | 6 | Server | Oracle | Oracle X8-2 | 192.168.4.104 | 192.168.4.4 | Management Node 02 | Oracle Linux 7.9
Yes | NDC | Data Center | Dhaka Customs House Building | 2nd | Data Center | Rack-09 | Oracle | 42 | SUN Oracle | 2042XLB0CJ | 7 | Server | Oracle | Oracle X8-2 | 192.168.4.110 | 192.168.4.10 | Conpute Node 01 | Oracle VM server release 3.4.7 |  | ovcasw15r1
Yes | NDC | Data Center | Dhaka Customs House Building | 2nd | Data Center | Rack-09 | Oracle | 42 | SUN Oracle | 2042XLB0CN | 8 | Server | Oracle | Oracle X8-2 | 192.168.4.108 | 192.168.4.8 | Conpute Node 02 | Oracle VM server release 3.4.8 |  | ovcasw16r1
Yes | NDC | Data Center | Dhaka Customs House Building | 2nd | Data Center | Rack-09 | Oracle | 42 | SUN Oracle | 2042XLB0DD | 9 | Server | Oracle | Oracle X8-2 | 192.168.4.106 | 192.168.4.6 | Conpute Node 03 | Oracle VM server release 3.4.9
Yes | NDC | Data Center | Dhaka Customs House Building | 2nd | Data Center | Rack-09 | Oracle | 42 | SUN Oracle | 2042XLB0CU | 10 | Server | Oracle | Oracle X8-2 | 192.168.4.105 | 192.168.4.5 | Conpute Node 04 | Oracle VM server release 3.4.10 |  | ovcasw21r1
Yes | NDC | Data Center | Dhaka Customs House Building | 2nd | Data Center | Rack-09 | Oracle | 42 | SUN Oracle | 2042XLB0CY | 11 | Server | Oracle | Oracle X8-2 | 192.168.4.107 | 192.168.4.7 | Conpute Node 05 | Oracle VM server release 3.4.11 |  | ovcasw22r1
Yes | NDC | Data Center | Dhaka Customs House Building | 2nd | Data Center | Rack-09 | Oracle | 42 | SUN Oracle | 2042XLB0CE | 12 | Server | Oracle | Oracle X8-2 | 192.168.4.109 | 192.168.4.9 | Conpute Node 06 | Oracle VM server release 3.4.12 |  | ovcasw23r1
Yes | NDC | Data Center | Dhaka Customs House Building | 2nd | Data Center | Rack-09 | Oracle | 42 | SUN Oracle | FDO24350134 | 15 | server-switch | Cisco | cisco Nexus 9000 C9336C-FX2 |  | 192.168.4.202 | Leaf Switch 01 | NXOS: version 10.2(5) |  | N9K-C9336C-FX2
Yes | NDC | Data Center | Dhaka Customs House Building | 2nd | Data Center | Rack-09 | Oracle | 42 | SUN Oracle | FDO2435015S | 16 | server-switch | Cisco | cisco Nexus 9000 C9336C-FX2 |  | 192.168.4.203 | Leaf Switch 02 | NXOS: version 10.2(5) |  | N9K-C9336C-FX2
Yes | NDC | Data Center | Dhaka Customs House Building | 2nd | Data Center | Rack-09 | Oracle | 42 | SUN Oracle | 2042NMQ822 | 17-20 | Storage | Oracle | Oracle DE3-24C |  |  | ZFS Disk Self
Yes | NDC | Data Center | Dhaka Customs House Building | 2nd | Data Center | Rack-09 | Oracle | 42 | SUN Oracle | FDO24200YET | 21 | server-switch | Cisco | cisco Nexus 9000 C9348GC-FXP |  | 192.168.4.230 | Management Switch | NXOS: version 10.2(5) |  | N9K-C9348GC-FXP
Yes | NDC | Data Center | Dhaka Customs House Building | 2nd | Data Center | Rack-09 | Oracle | 42 | SUN Oracle | FDO2434105L | 22 | server-switch | Cisco | cisco Nexus 9000 C9336C-FX2 |  | 192.168.4.204 | Spine Switch 01 | NXOS: version 10.2(5) |  | N9K-C9336C-FX2
Yes | NDC | Data Center | Dhaka Customs House Building | 2nd | Data Center | Rack-09 | Oracle | 42 | SUN Oracle | POG2433ZE1K | 23 | server-switch | Cisco | cisco Nexus 9000 C9336C-FX2 |  | 192.168.4.205 | Spine Switch 02 | NXOS: version 10.2(5) |  | N9K-C9336C-FX2
SUN Oracle

## structure-dch-summary
include | house | house-desc | house-collapsible | area | area-desc | area-collapsible | building | building-desc | building-collapsible | floor | floor-desc | floor-collapsible | room | room-desc | room-collapsible | rack | rack-make | rack-u-count | rack-model | tag | rack-position | name | type | make | model | port | Mgmt IP | link
Yes | DCH | DCH is .... | [{"label": "Modular Data Center", "<otherData>": "otherData"},{"label": "Customs Campus Area", "<otherData>": "otherData"}] | Modular Data Center | Modular... area is .... | [{"label":"Dhaka Customs House Building", "<otherData>": "other data...."},{"label":"...", "<otherData>": "other data...."}] | Dhaka Customs House Building | Building.... |  |  | ... | [{"label":"101", "<otherData>": "other data...."},{"label":"Hall Room", "<otherData>": "other data...."}, ...] | Data Center | ... | ... | MDC Rack-2 | VARICOM | 42 | X7S-6242-RGB-B | FGL2630LVAT | 33 | DCH_INT_RTR-01 | router | CISCO | ISR4431-DNA | GigabitEthernet0/0/0 | 10.60.48.6 | Connected_to_BTCL_Router
Yes | DCH | DCH is .... |  | Modular Data Center |  |  | Dhaka Customs House Building | [5 empty] | Data Center |  |  | MDC Rack-2 | VARICOM | 42 | X7S-6242-RGB-B | FGL2630LVAT | 33 | DCH_INT_RTR-01 | router | CISCO | ISR4431-DNA | GigabitEthernet0/0/1 | 10.60.48.6 | Spare
Yes | DCH | DCH is .... |  | Modular Data Center |  |  | Dhaka Customs House Building | [5 empty] | Data Center |  |  | MDC Rack-2 | VARICOM | 42 | X7S-6242-RGB-B | FGL2630LVAT | 33 | DCH_INT_RTR-01 | router | CISCO | ISR4431-DNA | GigabitEthernet0/1/0 | 10.60.48.6 | Spare
Yes | DCH | DCH is .... |  | Modular Data Center |  |  | Dhaka Customs House Building | [5 empty] | Data Center |  |  | MDC Rack-2 | VARICOM | 42 | X7S-6242-RGB-B | FGL2630LVAT | 33 | DCH_INT_RTR-01 | router | CISCO | ISR4431-DNA | GigabitEthernet0/1/1 | 10.60.48.6 | Spare
Yes | DCH | DCH is .... |  | Modular Data Center |  |  | Dhaka Customs House Building | [5 empty] | Data Center |  |  | MDC Rack-2 | VARICOM | 42 | X7S-6242-RGB-B | FGL2630LVAT | 33 | DCH_INT_RTR-01 | router | CISCO | ISR4431-DNA | GigabitEthernet0/2/0 | 10.60.48.6 | DCH_Int_FW_1_Port_1G
Yes | DCH | DCH is .... |  | Modular Data Center |  |  | Dhaka Customs House Building | [5 empty] | Data Center |  |  | MDC Rack-2 | VARICOM | 42 | X7S-6242-RGB-B | FGL2630LVAT | 33 | DCH_INT_RTR-01 | router | CISCO | ISR4431-DNA | GigabitEthernet0/2/1 | 10.60.48.6 | Spare
Yes | DCH | DCH is .... |  | Modular Data Center |  |  | Dhaka Customs House Building | [5 empty] | Data Center |  |  | MDC Rack-2 | VARICOM | 42 | X7S-6242-RGB-B | FGL2630LVAT | 33 | DCH_INT_RTR-01 | router | CISCO | ISR4431-DNA | GigabitEthernet0/2/2 | 10.60.48.6 | DCH_Int_FW_2_Port_1G
Yes | DCH | DCH is .... |  | Modular Data Center |  |  | Dhaka Customs House Building | [5 empty] | Data Center |  |  | MDC Rack-2 | VARICOM | 42 | X7S-6242-RGB-B | FGL2630LVAT | 33 | DCH_INT_RTR-01 | router | CISCO | ISR4431-DNA | GigabitEthernet0/2/3 | 10.60.48.6 | Spare
Yes | DCH | DCH is .... |  | Modular Data Center |  |  | Dhaka Customs House Building | [5 empty] | Data Center |  |  | MDC Rack-2 | VARICOM | 42 | X7S-6242-RGB-B | FGL2630LVAT | 33 | DCH_INT_RTR-01 | router | CISCO | ISR4431-DNA | GigabitEthernet0 | 10.60.48.6 | Connected_To_DCH_CSW_02_Port_Te1/0/12
Yes | DCH | DCH is .... |  | Modular Data Center |  |  | Dhaka Customs House Building | [5 empty] | Data Center |  |  | MDC Rack-2 | VARICOM | 42 | X7S-6242-RGB-B | FGL2630LVB2 | 31 | DCH_INT_RTR-02 | router | CISCO | ISR4431-DNA | GigabitEthernet0/0/0 | 10.60.48.7 | Connected_to_Ranks_ITT_Router
Yes | DCH | DCH is .... |  | Modular Data Center |  |  | Dhaka Customs House Building | [5 empty] | Data Center |  |  | MDC Rack-2 | VARICOM | 42 | X7S-6242-RGB-B | FGL2630LVB2 | 31 | DCH_INT_RTR-02 | router | CISCO | ISR4431-DNA | GigabitEthernet0/0/1 | 10.60.48.7 | Spare
Yes | DCH | DCH is .... |  | Modular Data Center |  |  | Dhaka Customs House Building | [5 empty] | Data Center |  |  | MDC Rack-2 | VARICOM | 42 | X7S-6242-RGB-B | FGL2630LVB2 | 31 | DCH_INT_RTR-02 | router | CISCO | ISR4431-DNA | GigabitEthernet0/1/0 | 10.60.48.7 | Spare
Yes | DCH | DCH is .... |  | Modular Data Center |  |  | Dhaka Customs House Building | [5 empty] | Data Center |  |  | MDC Rack-2 | VARICOM | 42 | X7S-6242-RGB-B | FGL2630LVB2 | 31 | DCH_INT_RTR-02 | router | CISCO | ISR4431-DNA | GigabitEthernet0/1/1 | 10.60.48.7 | Spare
Yes | DCH | DCH is .... |  | Modular Data Center |  |  | Dhaka Customs House Building | [5 empty] | Data Center |  |  | MDC Rack-2 | VARICOM | 42 | X7S-6242-RGB-B | FGL2630LVB2 | 31 | DCH_INT_RTR-02 | router | CISCO | ISR4431-DNA | GigabitEthernet0/2/0 | 10.60.48.7 | DCH_Int_FW_1_Port_1G
Yes | DCH | DCH is .... |  | Modular Data Center |  |  | Dhaka Customs House Building | [5 empty] | Data Center |  |  | MDC Rack-2 | VARICOM | 42 | X7S-6242-RGB-B | FGL2630LVB2 | 31 | DCH_INT_RTR-02 | router | CISCO | ISR4431-DNA | GigabitEthernet0/2/1 | 10.60.48.7 | Spare
Yes | DCH | DCH is .... |  | Modular Data Center |  |  | Dhaka Customs House Building | [5 empty] | Data Center |  |  | MDC Rack-2 | VARICOM | 42 | X7S-6242-RGB-B | FGL2630LVB2 | 31 | DCH_INT_RTR-02 | router | CISCO | ISR4431-DNA | GigabitEthernet0/2/2 | 10.60.48.7 | DCH_Int_FW_2_Port_1G
Yes | DCH | DCH is .... |  | Modular Data Center |  |  | Dhaka Customs House Building | [5 empty] | Data Center |  |  | MDC Rack-2 | VARICOM | 42 | X7S-6242-RGB-B | FGL2630LVB2 | 31 | DCH_INT_RTR-02 | router | CISCO | ISR4431-DNA | GigabitEthernet0/2/3 | 10.60.48.7 | Spare
Yes | DCH | DCH is .... |  | Modular Data Center |  |  | Dhaka Customs House Building | [5 empty] | Data Center |  |  | MDC Rack-2 | VARICOM | 42 | X7S-6242-RGB-B | FGL2630LVB2 | 31 | DCH_INT_RTR-02 | router | CISCO | ISR4431-DNA | GigabitEthernet0 | 10.60.48.7 | Connected_To_DCH_CSW_01_Port_Te1/0/12
Yes | DCH | DCH is .... |  | Modular Data Center |  |  | Dhaka Customs House Building | [5 empty] | Data Center |  |  | MDC Rack-2 | VARICOM | 42 | X7S-6242-RGB-B | X45008GHH8MKMA7 | 29 | Internet_FW-01 | firewall | SOPHOS | XGS4500 | PortF1 | 10.60.49.1 | CSW-01_Port-Te1/0/1
Yes | DCH | DCH is .... |  | Modular Data Center |  |  | Dhaka Customs House Building | [5 empty] | Data Center |  |  | MDC Rack-2 | VARICOM | 42 | X7S-6242-RGB-B | X45008GHH8MKMA7 | 29 | Internet_FW-01 | firewall | SOPHOS | XGS4500 | PortF2 | 10.60.49.1 | CSW-02_Port-Te2/0/1
Yes | DCH | DCH is .... |  | Modular Data Center |  |  | Dhaka Customs House Building | [5 empty] | Data Center |  |  | MDC Rack-2 | VARICOM | 42 | X7S-6242-RGB-B | X45008GHH8MKMA7 | 29 | Internet_FW-01 | firewall | SOPHOS | XGS4500 | PortF3 | 10.60.49.1
Yes | DCH | DCH is .... |  | Modular Data Center |  |  | Dhaka Customs House Building | [5 empty] | Data Center |  |  | MDC Rack-2 | VARICOM | 42 | X7S-6242-RGB-B | X45008GHH8MKMA7 | 29 | Internet_FW-01 | firewall | SOPHOS | XGS4500 | PortF4 | 10.60.49.1 | NDC_CSW-02_Port-Te2/0/4
Yes | DCH | DCH is .... |  | Modular Data Center |  |  | Dhaka Customs House Building | [5 empty] | Data Center |  |  | MDC Rack-2 | VARICOM | 42 | X7S-6242-RGB-B | X45008GHH8MKMA7 | 29 | Internet_FW-01 | firewall | SOPHOS | XGS4500 | Port1 | 10.60.49.1 | Spare
Yes | DCH | DCH is .... |  | Modular Data Center |  |  | Dhaka Customs House Building | [5 empty] | Data Center |  |  | MDC Rack-2 | VARICOM | 42 | X7S-6242-RGB-B | X45008GHH8MKMA7 | 29 | Internet_FW-01 | firewall | SOPHOS | XGS4500 | Port2 | 10.60.49.1 | Internet_RTR-01_Port-GE0/0/1
Yes | DCH | DCH is .... |  | Modular Data Center |  |  | Dhaka Customs House Building | [5 empty] | Data Center |  |  | MDC Rack-2 | VARICOM | 42 | X7S-6242-RGB-B | X45008GHH8MKMA7 | 29 | Internet_FW-01 | firewall | SOPHOS | XGS4500 | Port3 | 10.60.49.1 | SVR_FRM_SW-01_Port-GE1/0/23
Yes | DCH | DCH is .... |  | Modular Data Center |  |  | Dhaka Customs House Building | [5 empty] | Data Center |  |  | MDC Rack-2 | VARICOM | 42 | X7S-6242-RGB-B | X45008GHH8MKMA7 | 29 | Internet_FW-01 | firewall | SOPHOS | XGS4500 | Port4 | 10.60.49.1 | Spare
Yes | DCH | DCH is .... |  | Modular Data Center |  |  | Dhaka Customs House Building | [5 empty] | Data Center |  |  | MDC Rack-2 | VARICOM | 42 | X7S-6242-RGB-B | X45008GHH8MKMA7 | 29 | Internet_FW-01 | firewall | SOPHOS | XGS4500 | Port5 | 10.60.49.1 | Spare
Yes | DCH | DCH is .... |  | Modular Data Center |  |  | Dhaka Customs House Building | [5 empty] | Data Center |  |  | MDC Rack-2 | VARICOM | 42 | X7S-6242-RGB-B | X45008GHH8MKMA7 | 29 | Internet_FW-01 | firewall | SOPHOS | XGS4500 | Port6 | 10.60.49.1 | Spare
Yes | DCH | DCH is .... |  | Modular Data Center |  |  | Dhaka Customs House Building | [5 empty] | Data Center |  |  | MDC Rack-2 | VARICOM | 42 | X7S-6242-RGB-B | X45008GHH8MKMA7 | 29 | Internet_FW-01 | firewall | SOPHOS | XGS4500 | Port7 | 10.60.49.1 | Spare
Yes | DCH | DCH is .... |  | Modular Data Center |  |  | Dhaka Customs House Building | [5 empty] | Data Center |  |  | MDC Rack-2 | VARICOM | 42 | X7S-6242-RGB-B | X45008GHH8MKMA7 | 29 | Internet_FW-01 | firewall | SOPHOS | XGS4500 | Port8 | 10.60.49.1 | Internet_FW-02_Port-08
Yes | DCH | DCH is .... |  | Modular Data Center |  |  | Dhaka Customs House Building | [5 empty] | Data Center |  |  | MDC Rack-2 | VARICOM | 42 | X7S-6242-RGB-B | X45008KXMVKQ9AB | 27 | Internet_FW-02 | firewall | SOPHOS | XGS4500 | PortF1 | 10.60.49.1 | CSW-01_Port-Te1/0/2
Yes | DCH | DCH is .... |  | Modular Data Center |  |  | Dhaka Customs House Building | [5 empty] | Data Center |  |  | MDC Rack-2 | VARICOM | 42 | X7S-6242-RGB-B | X45008KXMVKQ9AB | 27 | Internet_FW-02 | firewall | SOPHOS | XGS4500 | PortF2 | 10.60.49.1 | CSW-02_Port-Te2/0/2
Yes | DCH | DCH is .... |  | Modular Data Center |  |  | Dhaka Customs House Building | [5 empty] | Data Center |  |  | MDC Rack-2 | VARICOM | 42 | X7S-6242-RGB-B | X45008KXMVKQ9AB | 27 | Internet_FW-02 | firewall | SOPHOS | XGS4500 | PortF3 | 10.60.49.1
Yes | DCH | DCH is .... |  | Modular Data Center |  |  | Dhaka Customs House Building | [5 empty] | Data Center |  |  | MDC Rack-2 | VARICOM | 42 | X7S-6242-RGB-B | X45008KXMVKQ9AB | 27 | Internet_FW-02 | firewall | SOPHOS | XGS4500 | PortF4 | 10.60.49.1 | NDC_CSW-02_Port-Te2/0/7
Yes | DCH | DCH is .... |  | Modular Data Center |  |  | Dhaka Customs House Building | [5 empty] | Data Center |  |  | MDC Rack-2 | VARICOM | 42 | X7S-6242-RGB-B | X45008KXMVKQ9AB | 27 | Internet_FW-02 | firewall | SOPHOS | XGS4500 | Port1 | 10.60.49.1 | Spare
Yes | DCH | DCH is .... |  | Modular Data Center |  |  | Dhaka Customs House Building | [5 empty] | Data Center |  |  | MDC Rack-2 | VARICOM | 42 | X7S-6242-RGB-B | X45008KXMVKQ9AB | 27 | Internet_FW-02 | firewall | SOPHOS | XGS4500 | Port2 | 10.60.49.1 | Internet_RTR-01_Port-GE0/0/2
Yes | DCH | DCH is .... |  | Modular Data Center |  |  | Dhaka Customs House Building | [5 empty] | Data Center |  |  | MDC Rack-2 | VARICOM | 42 | X7S-6242-RGB-B | X45008KXMVKQ9AB | 27 | Internet_FW-02 | firewall | SOPHOS | XGS4500 | Port3 | 10.60.49.1 | SVR_FRM_SW-01_Port-GE1/0/23
Yes | DCH | DCH is .... |  | Modular Data Center |  |  | Dhaka Customs House Building | [5 empty] | Data Center |  |  | MDC Rack-2 | VARICOM | 42 | X7S-6242-RGB-B | X45008KXMVKQ9AB | 27 | Internet_FW-02 | firewall | SOPHOS | XGS4500 | Port4 | 10.60.49.1 | Spare
Yes | DCH | DCH is .... |  | Modular Data Center |  |  | Dhaka Customs House Building | [5 empty] | Data Center |  |  | MDC Rack-2 | VARICOM | 42 | X7S-6242-RGB-B | X45008KXMVKQ9AB | 27 | Internet_FW-02 | firewall | SOPHOS | XGS4500 | Port5 | 10.60.49.1 | Spare
Yes | DCH | DCH is .... |  | Modular Data Center |  |  | Dhaka Customs House Building | [5 empty] | Data Center |  |  | MDC Rack-2 | VARICOM | 42 | X7S-6242-RGB-B | X45008KXMVKQ9AB | 27 | Internet_FW-02 | firewall | SOPHOS | XGS4500 | Port6 | 10.60.49.1 | Spare
Yes | DCH | DCH is .... |  | Modular Data Center |  |  | Dhaka Customs House Building | [5 empty] | Data Center |  |  | MDC Rack-2 | VARICOM | 42 | X7S-6242-RGB-B | X45008KXMVKQ9AB | 27 | Internet_FW-02 | firewall | SOPHOS | XGS4500 | Port7 | 10.60.49.1 | Spare
Yes | DCH | DCH is .... |  | Modular Data Center |  |  | Dhaka Customs House Building | [5 empty] | Data Center |  |  | MDC Rack-2 | VARICOM | 42 | X7S-6242-RGB-B | X45008KXMVKQ9AB | 27 | Internet_FW-02 | firewall | SOPHOS | XGS4500 | Port8 | 10.60.49.1 | Internet_FW-01_Port-08
Yes | DCH | DCH is .... |  | Modular Data Center |  |  | Dhaka Customs House Building | [5 empty] | Data Center |  |  | MDC Rack-3 | VARICOM | 42 | X7S-6242-RGB-B | JAE264316AW | 19 | DCH_SVF_SW-01 | switch | CISCO | C9200-48T-E | GigabitEthernet1/0/1 | 10.60.49.100 | Access for Chassis Management
Yes | DCH | DCH is .... |  | Modular Data Center |  |  | Dhaka Customs House Building | [5 empty] | Data Center |  |  | MDC Rack-3 | VARICOM | 42 | X7S-6242-RGB-B | JAE264316AW | 19 | DCH_SVF_SW-01 | switch | CISCO | C9200-48T-E | GigabitEthernet1/0/2 | 10.60.49.100 | Access for Chassis Management
Yes | DCH | DCH is .... |  | Modular Data Center |  |  | Dhaka Customs House Building | [5 empty] | Data Center |  |  | MDC Rack-3 | VARICOM | 42 | X7S-6242-RGB-B | JAE264316AW | 19 | DCH_SVF_SW-01 | switch | CISCO | C9200-48T-E | GigabitEthernet1/0/3 | 10.60.49.100 | Access for Chassis Management
Yes | DCH | DCH is .... |  | Modular Data Center |  |  | Dhaka Customs House Building | [5 empty] | Data Center |  |  | MDC Rack-3 | VARICOM | 42 | X7S-6242-RGB-B | JAE264316AW | 19 | DCH_SVF_SW-01 | switch | CISCO | C9200-48T-E | GigabitEthernet1/0/4 | 10.60.49.100 | Access for Chassis Management
Yes | DCH | DCH is .... |  | Modular Data Center |  |  | Dhaka Customs House Building | [5 empty] | Data Center |  |  | MDC Rack-3 | VARICOM | 42 | X7S-6242-RGB-B | JAE264316AW | 19 | DCH_SVF_SW-01 | switch | CISCO | C9200-48T-E | GigabitEthernet1/0/5 | 10.60.49.100 | Connect to MDC_NOC_PC_01
Yes | DCH | DCH is .... |  | Modular Data Center |  |  | Dhaka Customs House Building | [5 empty] | Data Center |  |  | MDC Rack-3 | VARICOM | 42 | X7S-6242-RGB-B | JAE264316AW | 19 | DCH_SVF_SW-01 | switch | CISCO | C9200-48T-E | GigabitEthernet1/0/6 | 10.60.49.100 | Connect to MDC_NOC_PC_02
Yes | DCH | DCH is .... |  | Modular Data Center |  |  | Dhaka Customs House Building | [5 empty] | Data Center |  |  | MDC Rack-3 | VARICOM | 42 | X7S-6242-RGB-B | JAE264316AW | 19 | DCH_SVF_SW-01 | switch | CISCO | C9200-48T-E | GigabitEthernet1/0/7 | 10.60.49.100
Yes | DCH | DCH is .... |  | Modular Data Center |  |  | Dhaka Customs House Building | [5 empty] | Data Center |  |  | MDC Rack-3 | VARICOM | 42 | X7S-6242-RGB-B | JAE264316AW | 19 | DCH_SVF_SW-01 | switch | CISCO | C9200-48T-E | GigabitEthernet1/0/8 | 10.60.49.100
Yes | DCH | DCH is .... |  | Modular Data Center |  |  | Dhaka Customs House Building | [5 empty] | Data Center |  |  | MDC Rack-3 | VARICOM | 42 | X7S-6242-RGB-B | JAE264316AW | 19 | DCH_SVF_SW-01 | switch | CISCO | C9200-48T-E | GigabitEthernet1/0/9 | 10.60.49.100
Yes | DCH | DCH is .... |  | Modular Data Center |  |  | Dhaka Customs House Building | [5 empty] | Data Center |  |  | MDC Rack-3 | VARICOM | 42 | X7S-6242-RGB-B | JAE264316AW | 19 | DCH_SVF_SW-01 | switch | CISCO | C9200-48T-E | GigabitEthernet1/0/10 | 10.60.49.100
Yes | DCH | DCH is .... |  | Modular Data Center |  |  | Dhaka Customs House Building | [5 empty] | Data Center |  |  | MDC Rack-3 | VARICOM | 42 | X7S-6242-RGB-B | JAE264316AW | 19 | DCH_SVF_SW-01 | switch | CISCO | C9200-48T-E | GigabitEthernet1/0/11 | 10.60.49.100
Yes | DCH | DCH is .... |  | Modular Data Center |  |  | Dhaka Customs House Building | [5 empty] | Data Center |  |  | MDC Rack-3 | VARICOM | 42 | X7S-6242-RGB-B | JAE264316AW | 19 | DCH_SVF_SW-01 | switch | CISCO | C9200-48T-E | GigabitEthernet1/0/12 | 10.60.49.100 | access vlan 576
Yes | DCH | DCH is .... |  | Modular Data Center |  |  | Dhaka Customs House Building | [5 empty] | Data Center |  |  | MDC Rack-3 | VARICOM | 42 | X7S-6242-RGB-B | JAE264316AW | 19 | DCH_SVF_SW-01 | switch | CISCO | C9200-48T-E | GigabitEthernet1/0/13 | 10.60.49.100 | switchport trunk
Yes | DCH | DCH is .... |  | Modular Data Center |  |  | Dhaka Customs House Building | [5 empty] | Data Center |  |  | MDC Rack-3 | VARICOM | 42 | X7S-6242-RGB-B | JAE264316AW | 19 | DCH_SVF_SW-01 | switch | CISCO | C9200-48T-E | GigabitEthernet1/0/14 | 10.60.49.100 | switchport trunk
Yes | DCH | DCH is .... |  | Modular Data Center |  |  | Dhaka Customs House Building | [5 empty] | Data Center |  |  | MDC Rack-3 | VARICOM | 42 | X7S-6242-RGB-B | JAE264316AW | 19 | DCH_SVF_SW-01 | switch | CISCO | C9200-48T-E | GigabitEthernet1/0/15 | 10.60.49.100 | switchport trunk
Yes | DCH | DCH is .... |  | Modular Data Center |  |  | Dhaka Customs House Building | [5 empty] | Data Center |  |  | MDC Rack-3 | VARICOM | 42 | X7S-6242-RGB-B | JAE264316AW | 19 | DCH_SVF_SW-01 | switch | CISCO | C9200-48T-E | GigabitEthernet1/0/16 | 10.60.49.100 | switchport trunk
Yes | DCH | DCH is .... |  | Modular Data Center |  |  | Dhaka Customs House Building | [5 empty] | Data Center |  |  | MDC Rack-3 | VARICOM | 42 | X7S-6242-RGB-B | JAE264316AW | 19 | DCH_SVF_SW-01 | switch | CISCO | C9200-48T-E | GigabitEthernet1/0/17 | 10.60.49.100 | access vlan 576
Yes | DCH | DCH is .... |  | Modular Data Center |  |  | Dhaka Customs House Building | [5 empty] | Data Center |  |  | MDC Rack-3 | VARICOM | 42 | X7S-6242-RGB-B | JAE264316AW | 19 | DCH_SVF_SW-01 | switch | CISCO | C9200-48T-E | GigabitEthernet1/0/18 | 10.60.49.100 | access vlan 576
Yes | DCH | DCH is .... |  | Modular Data Center |  |  | Dhaka Customs House Building | [5 empty] | Data Center |  |  | MDC Rack-3 | VARICOM | 42 | X7S-6242-RGB-B | JAE264316AW | 19 | DCH_SVF_SW-01 | switch | CISCO | C9200-48T-E | GigabitEthernet1/0/19 | 10.60.49.100 | DCH_Server01-Eth0
Yes | DCH | DCH is .... |  | Modular Data Center |  |  | Dhaka Customs House Building | [5 empty] | Data Center |  |  | MDC Rack-3 | VARICOM | 42 | X7S-6242-RGB-B | JAE264316AW | 19 | DCH_SVF_SW-01 | switch | CISCO | C9200-48T-E | GigabitEthernet1/0/20 | 10.60.49.100 | DCH_Server01-Eth1
Yes | DCH | DCH is .... |  | Modular Data Center |  |  | Dhaka Customs House Building | [5 empty] | Data Center |  |  | MDC Rack-3 | VARICOM | 42 | X7S-6242-RGB-B | JAE264316AW | 19 | DCH_SVF_SW-01 | switch | CISCO | C9200-48T-E | GigabitEthernet1/0/21 | 10.60.49.100 | DCH_Server02-Eth0
Yes | DCH | DCH is .... |  | Modular Data Center |  |  | Dhaka Customs House Building | [5 empty] | Data Center |  |  | MDC Rack-3 | VARICOM | 42 | X7S-6242-RGB-B | JAE264316AW | 19 | DCH_SVF_SW-01 | switch | CISCO | C9200-48T-E | GigabitEthernet1/0/22 | 10.60.49.100 | DCH_Server02-Eth1
Yes | DCH | DCH is .... |  | Modular Data Center |  |  | Dhaka Customs House Building | [5 empty] | Data Center |  |  | MDC Rack-3 | VARICOM | 42 | X7S-6242-RGB-B | JAE264316AW | 19 | DCH_SVF_SW-01 | switch | CISCO | C9200-48T-E | GigabitEthernet1/0/23 | 10.60.49.100 | DCH_FW_01_Port-03
Yes | DCH | DCH is .... |  | Modular Data Center |  |  | Dhaka Customs House Building | [5 empty] | Data Center |  |  | MDC Rack-3 | VARICOM | 42 | X7S-6242-RGB-B | JAE264316AW | 19 | DCH_SVF_SW-01 | switch | CISCO | C9200-48T-E | GigabitEthernet1/0/24 | 10.60.49.100 | DCH_FW_02_Port-03
Yes | DCH | DCH is .... |  | Modular Data Center |  |  | Dhaka Customs House Building | [5 empty] | Data Center |  |  | MDC Rack-3 | VARICOM | 42 | X7S-6242-RGB-B | JAE264316AW | 19 | DCH_SVF_SW-01 | switch | CISCO | C9200-48T-E | GigabitEthernet1/0/25 | 10.60.49.100
Yes | DCH | DCH is .... |  | Modular Data Center |  |  | Dhaka Customs House Building | [5 empty] | Data Center |  |  | MDC Rack-3 | VARICOM | 42 | X7S-6242-RGB-B | JAE264316AW | 19 | DCH_SVF_SW-01 | switch | CISCO | C9200-48T-E | GigabitEthernet1/0/26 | 10.60.49.100
Yes | DCH | DCH is .... |  | Modular Data Center |  |  | Dhaka Customs House Building | [5 empty] | Data Center |  |  | MDC Rack-3 | VARICOM | 42 | X7S-6242-RGB-B | JAE264316AW | 19 | DCH_SVF_SW-01 | switch | CISCO | C9200-48T-E | GigabitEthernet1/0/27 | 10.60.49.100
Yes | DCH | DCH is .... |  | Modular Data Center |  |  | Dhaka Customs House Building | [5 empty] | Data Center |  |  | MDC Rack-3 | VARICOM | 42 | X7S-6242-RGB-B | JAE264316AW | 19 | DCH_SVF_SW-01 | switch | CISCO | C9200-48T-E | GigabitEthernet1/0/28 | 10.60.49.100
Yes | DCH | DCH is .... |  | Modular Data Center |  |  | Dhaka Customs House Building | [5 empty] | Data Center |  |  | MDC Rack-3 | VARICOM | 42 | X7S-6242-RGB-B | JAE264316AW | 19 | DCH_SVF_SW-01 | switch | CISCO | C9200-48T-E | GigabitEthernet1/0/29 | 10.60.49.100
Yes | DCH | DCH is .... |  | Modular Data Center |  |  | Dhaka Customs House Building | [5 empty] | Data Center |  |  | MDC Rack-3 | VARICOM | 42 | X7S-6242-RGB-B | JAE264316AW | 19 | DCH_SVF_SW-01 | switch | CISCO | C9200-48T-E | GigabitEthernet1/0/30 | 10.60.49.100
Yes | DCH | DCH is .... |  | Modular Data Center |  |  | Dhaka Customs House Building | [5 empty] | Data Center |  |  | MDC Rack-3 | VARICOM | 42 | X7S-6242-RGB-B | JAE264316AW | 19 | DCH_SVF_SW-01 | switch | CISCO | C9200-48T-E | GigabitEthernet1/0/31 | 10.60.49.100
Yes | DCH | DCH is .... |  | Modular Data Center |  |  | Dhaka Customs House Building | [5 empty] | Data Center |  |  | MDC Rack-3 | VARICOM | 42 | X7S-6242-RGB-B | JAE264316AW | 19 | DCH_SVF_SW-01 | switch | CISCO | C9200-48T-E | GigabitEthernet1/0/32 | 10.60.49.100
Yes | DCH | DCH is .... |  | Modular Data Center |  |  | Dhaka Customs House Building | [5 empty] | Data Center |  |  | MDC Rack-3 | VARICOM | 42 | X7S-6242-RGB-B | JAE264316AW | 19 | DCH_SVF_SW-01 | switch | CISCO | C9200-48T-E | GigabitEthernet1/0/33 | 10.60.49.100
Yes | DCH | DCH is .... |  | Modular Data Center |  |  | Dhaka Customs House Building | [5 empty] | Data Center |  |  | MDC Rack-3 | VARICOM | 42 | X7S-6242-RGB-B | JAE264316AW | 19 | DCH_SVF_SW-01 | switch | CISCO | C9200-48T-E | GigabitEthernet1/0/34 | 10.60.49.100
Yes | DCH | DCH is .... |  | Modular Data Center |  |  | Dhaka Customs House Building | [5 empty] | Data Center |  |  | MDC Rack-3 | VARICOM | 42 | X7S-6242-RGB-B | JAE264316AW | 19 | DCH_SVF_SW-01 | switch | CISCO | C9200-48T-E | GigabitEthernet1/0/35 | 10.60.49.100
Yes | DCH | DCH is .... |  | Modular Data Center |  |  | Dhaka Customs House Building | [5 empty] | Data Center |  |  | MDC Rack-3 | VARICOM | 42 | X7S-6242-RGB-B | JAE264316AW | 19 | DCH_SVF_SW-01 | switch | CISCO | C9200-48T-E | GigabitEthernet1/0/36 | 10.60.49.100
Yes | DCH | DCH is .... |  | Modular Data Center |  |  | Dhaka Customs House Building | [5 empty] | Data Center |  |  | MDC Rack-3 | VARICOM | 42 | X7S-6242-RGB-B | JAE264316AW | 19 | DCH_SVF_SW-01 | switch | CISCO | C9200-48T-E | GigabitEthernet1/0/37 | 10.60.49.100
Yes | DCH | DCH is .... |  | Modular Data Center |  |  | Dhaka Customs House Building | [5 empty] | Data Center |  |  | MDC Rack-3 | VARICOM | 42 | X7S-6242-RGB-B | JAE264316AW | 19 | DCH_SVF_SW-01 | switch | CISCO | C9200-48T-E | GigabitEthernet1/0/38 | 10.60.49.100
Yes | DCH | DCH is .... |  | Modular Data Center |  |  | Dhaka Customs House Building | [5 empty] | Data Center |  |  | MDC Rack-3 | VARICOM | 42 | X7S-6242-RGB-B | JAE264316AW | 19 | DCH_SVF_SW-01 | switch | CISCO | C9200-48T-E | GigabitEthernet1/0/39 | 10.60.49.100
Yes | DCH | DCH is .... |  | Modular Data Center |  |  | Dhaka Customs House Building | [5 empty] | Data Center |  |  | MDC Rack-3 | VARICOM | 42 | X7S-6242-RGB-B | JAE264316AW | 19 | DCH_SVF_SW-01 | switch | CISCO | C9200-48T-E | GigabitEthernet1/0/40 | 10.60.49.100
Yes | DCH | DCH is .... |  | Modular Data Center |  |  | Dhaka Customs House Building | [5 empty] | Data Center |  |  | MDC Rack-3 | VARICOM | 42 | X7S-6242-RGB-B | JAE264316AW | 19 | DCH_SVF_SW-01 | switch | CISCO | C9200-48T-E | GigabitEthernet1/0/41 | 10.60.49.100
Yes | DCH | DCH is .... |  | Modular Data Center |  |  | Dhaka Customs House Building | [5 empty] | Data Center |  |  | MDC Rack-3 | VARICOM | 42 | X7S-6242-RGB-B | JAE264316AW | 19 | DCH_SVF_SW-01 | switch | CISCO | C9200-48T-E | GigabitEthernet1/0/42 | 10.60.49.100
Yes | DCH | DCH is .... |  | Modular Data Center |  |  | Dhaka Customs House Building | [5 empty] | Data Center |  |  | MDC Rack-3 | VARICOM | 42 | X7S-6242-RGB-B | JAE264316AW | 19 | DCH_SVF_SW-01 | switch | CISCO | C9200-48T-E | GigabitEthernet1/0/43 | 10.60.49.100
Yes | DCH | DCH is .... |  | Modular Data Center |  |  | Dhaka Customs House Building | [5 empty] | Data Center |  |  | MDC Rack-3 | VARICOM | 42 | X7S-6242-RGB-B | JAE264316AW | 19 | DCH_SVF_SW-01 | switch | CISCO | C9200-48T-E | GigabitEthernet1/0/44 | 10.60.49.100
Yes | DCH | DCH is .... |  | Modular Data Center |  |  | Dhaka Customs House Building | [5 empty] | Data Center |  |  | MDC Rack-3 | VARICOM | 42 | X7S-6242-RGB-B | JAE264316AW | 19 | DCH_SVF_SW-01 | switch | CISCO | C9200-48T-E | GigabitEthernet1/0/45 | 10.60.49.100
Yes | DCH | DCH is .... |  | Modular Data Center |  |  | Dhaka Customs House Building | [5 empty] | Data Center |  |  | MDC Rack-3 | VARICOM | 42 | X7S-6242-RGB-B | JAE264316AW | 19 | DCH_SVF_SW-01 | switch | CISCO | C9200-48T-E | GigabitEthernet1/0/46 | 10.60.49.100
Yes | DCH | DCH is .... |  | Modular Data Center |  |  | Dhaka Customs House Building | [5 empty] | Data Center |  |  | MDC Rack-3 | VARICOM | 42 | X7S-6242-RGB-B | JAE264316AW | 19 | DCH_SVF_SW-01 | switch | CISCO | C9200-48T-E | GigabitEthernet1/0/47 | 10.60.49.100
Yes | DCH | DCH is .... |  | Modular Data Center |  |  | Dhaka Customs House Building | [5 empty] | Data Center |  |  | MDC Rack-3 | VARICOM | 42 | X7S-6242-RGB-B | JAE264316AW | 19 | DCH_SVF_SW-01 | switch | CISCO | C9200-48T-E | GigabitEthernet1/0/48 | 10.60.49.100
Yes | DCH | DCH is .... |  | Modular Data Center |  |  | Dhaka Customs House Building | [5 empty] | Data Center |  |  | MDC Rack-3 | VARICOM | 42 | X7S-6242-RGB-B | JAE264316AW | 19 | DCH_SVF_SW-01 | switch | CISCO | C9200-48T-E | Te1/1/1 | 10.60.49.100
Yes | DCH | DCH is .... |  | Modular Data Center |  |  | Dhaka Customs House Building | [5 empty] | Data Center |  |  | MDC Rack-3 | VARICOM | 42 | X7S-6242-RGB-B | JAE264316AW | 19 | DCH_SVF_SW-01 | switch | CISCO | C9200-48T-E | Te1/1/2 | 10.60.49.100
Yes | DCH | DCH is .... |  | Modular Data Center |  |  | Dhaka Customs House Building | [5 empty] | Data Center |  |  | MDC Rack-3 | VARICOM | 42 | X7S-6242-RGB-B | JAE264316AW | 19 | DCH_SVF_SW-01 | switch | CISCO | C9200-48T-E | Te1/1/3 | 10.60.49.100
Yes | DCH | DCH is .... |  | Modular Data Center |  |  | Dhaka Customs House Building | [5 empty] | Data Center |  |  | MDC Rack-3 | VARICOM | 42 | X7S-6242-RGB-B | JAE264316AW | 19 | DCH_SVF_SW-01 | switch | CISCO | C9200-48T-E | Te1/1/4 | 10.60.49.100
Yes | DCH | DCH is .... |  | Modular Data Center |  |  | Dhaka Customs House Building | [5 empty] | Data Center |  |  | MDC Rack-2 | VARICOM | 42 | X7S-6242-RGB-B | FOC2630YJJZ | 25 | DCH_Core Switch - Primary | switch | CISCO | C9500-16X | Te1/0/1 | 10.60.49.1 | DCH_Core-SW-1_Port-Ten 1/0/1 to DCH_INT_FW01_Port-F1 for Uplink
Yes | DCH | DCH is .... |  | Modular Data Center |  |  | Dhaka Customs House Building | [5 empty] | Data Center |  |  | MDC Rack-2 | VARICOM | 42 | X7S-6242-RGB-B | FOC2630YJJZ | 25 | DCH_Core Switch - Primary | switch | CISCO | C9500-16X | Te1/0/2 | 10.60.49.1 | DCH_Core-SW-1_Port-Ten 1/0/2 to DCH_INT_FW02_Port-F1 for Uplink
Yes | DCH | DCH is .... |  | Modular Data Center |  |  | Dhaka Customs House Building | [5 empty] | Data Center |  |  | MDC Rack-2 | VARICOM | 42 | X7S-6242-RGB-B | FOC2630YJJZ | 25 | DCH_Core Switch - Primary | switch | CISCO | C9500-16X | Te1/0/3 | 10.60.49.1 | DCH_Core-SW-1_Port-TE1/0/3 to DCH_Ground_Floor_SW_Port-Gig 0/28
Yes | DCH | DCH is .... |  | Modular Data Center |  |  | Dhaka Customs House Building | [5 empty] | Data Center |  |  | MDC Rack-2 | VARICOM | 42 | X7S-6242-RGB-B | FOC2630YJJZ | 25 | DCH_Core Switch - Primary | switch | CISCO | C9500-16X | Te1/0/4 | 10.60.49.1 | DCH_CSW1_Port_te1/0/4_to_1st_Floor_SW_Port-Te1/1/3
Yes | DCH | DCH is .... |  | Modular Data Center |  |  | Dhaka Customs House Building | [5 empty] | Data Center |  |  | MDC Rack-2 | VARICOM | 42 | X7S-6242-RGB-B | FOC2630YJJZ | 25 | DCH_Core Switch - Primary | switch | CISCO | C9500-16X | Te1/0/5 | 10.60.49.1 | DCH_CSW1_Port_te1/0/5_to_2nd_Floor_SW_01_Port-Te1/1/3
Yes | DCH | DCH is .... |  | Modular Data Center |  |  | Dhaka Customs House Building | [5 empty] | Data Center |  |  | MDC Rack-2 | VARICOM | 42 | X7S-6242-RGB-B | FOC2630YJJZ | 25 | DCH_Core Switch - Primary | switch | CISCO | C9500-16X | Te1/0/6 | 10.60.49.1 | DCH_CSW1_Port_te1/0/6_to_DCH_2nd_Team_7-11_Port-Te1/1/3
Yes | DCH | DCH is .... |  | Modular Data Center |  |  | Dhaka Customs House Building | [5 empty] | Data Center |  |  | MDC Rack-2 | VARICOM | 42 | X7S-6242-RGB-B | FOC2630YJJZ | 25 | DCH_Core Switch - Primary | switch | CISCO | C9500-16X | Te1/0/7 | 10.60.49.1 | DCH_Core-SW-1_Port-Ten 1/0/7 to DCH_3rd_Floor_SW_01_Port-Ten 1/1/3
Yes | DCH | DCH is .... |  | Modular Data Center |  |  | Dhaka Customs House Building | [5 empty] | Data Center |  |  | MDC Rack-2 | VARICOM | 42 | X7S-6242-RGB-B | FOC2630YJJZ | 25 | DCH_Core Switch - Primary | switch | CISCO | C9500-16X | Te1/0/8 | 10.60.49.1 | DCH_Core-SW-1_Port-Ten 1/0/8 to DCH_Airfreight_SW_Port-Ten 1/1/3
Yes | DCH | DCH is .... |  | Modular Data Center |  |  | Dhaka Customs House Building | [5 empty] | Data Center |  |  | MDC Rack-2 | VARICOM | 42 | X7S-6242-RGB-B | FOC2630YJJZ | 25 | DCH_Core Switch - Primary | switch | CISCO | C9500-16X | Te1/0/9 | 10.60.49.1 | DCH_Core-SW-1_Port-Ten 1/0/9 to DCH-Courier-Unit-SW_Port-Ten 1/1/3
Yes | DCH | DCH is .... |  | Modular Data Center |  |  | Dhaka Customs House Building | [5 empty] | Data Center |  |  | MDC Rack-2 | VARICOM | 42 | X7S-6242-RGB-B | FOC2630YJJZ | 25 | DCH_Core Switch - Primary | switch | CISCO | C9500-16X | Te1/0/10 | 10.60.49.1 | Spare
Yes | DCH | DCH is .... |  | Modular Data Center |  |  | Dhaka Customs House Building | [5 empty] | Data Center |  |  | MDC Rack-2 | VARICOM | 42 | X7S-6242-RGB-B | FOC2630YJJZ | 25 | DCH_Core Switch - Primary | switch | CISCO | C9500-16X | Te1/0/11 | 10.60.49.1 | DCH_Core-SW-1_Port-Ten 1/0/11 to DCH_Export_Cargo_Village_SW_Port-Ten 1/1/3
Yes | DCH | DCH is .... |  | Modular Data Center |  |  | Dhaka Customs House Building | [5 empty] | Data Center |  |  | MDC Rack-2 | VARICOM | 42 | X7S-6242-RGB-B | FOC2630YJJZ | 25 | DCH_Core Switch - Primary | switch | CISCO | C9500-16X | Te1/0/12 | 10.60.49.1 | DCH_Core-SW-1_Port-Ten 1/0/12 to DCH_INT_RT01_Port-Gig 0 for OOB MGT
Yes | DCH | DCH is .... |  | Modular Data Center |  |  | Dhaka Customs House Building | [5 empty] | Data Center |  |  | MDC Rack-2 | VARICOM | 42 | X7S-6242-RGB-B | FOC2630YJJZ | 25 | DCH_Core Switch - Primary | switch | CISCO | C9500-16X | Te1/0/13 | 10.60.49.1 | Spare
Yes | DCH | DCH is .... |  | Modular Data Center |  |  | Dhaka Customs House Building | [5 empty] | Data Center |  |  | MDC Rack-2 | VARICOM | 42 | X7S-6242-RGB-B | FOC2630YJJZ | 25 | DCH_Core Switch - Primary | switch | CISCO | C9500-16X | Te1/0/14 | 10.60.49.1 | Spare
Yes | DCH | DCH is .... |  | Modular Data Center |  |  | Dhaka Customs House Building | [5 empty] | Data Center |  |  | MDC Rack-2 | VARICOM | 42 | X7S-6242-RGB-B | FOC2630YJJZ | 25 | DCH_Core Switch - Primary | switch | CISCO | C9500-16X | Te1/0/15 | 10.60.49.1 | Spare
Yes | DCH | DCH is .... |  | Modular Data Center |  |  | Dhaka Customs House Building | [5 empty] | Data Center |  |  | MDC Rack-2 | VARICOM | 42 | X7S-6242-RGB-B | FOC2630YJJZ | 25 | DCH_Core Switch - Primary | switch | CISCO | C9500-16X | Te1/0/16 | 10.60.49.1 | Spare
Yes | DCH | DCH is .... |  | Modular Data Center |  |  | Dhaka Customs House Building | [5 empty] | Data Center |  |  | MDC Rack-2 | VARICOM | 42 | X7S-6242-RGB-B | FOC2630YJJZ | 25 | DCH_Core Switch - Primary | switch | CISCO | C9500-16X | Te1/1/1 | 10.60.49.1 | Spare
Yes | DCH | DCH is .... |  | Modular Data Center |  |  | Dhaka Customs House Building | [5 empty] | Data Center |  |  | MDC Rack-2 | VARICOM | 42 | X7S-6242-RGB-B | FOC2630YJJZ | 25 | DCH_Core Switch - Primary | switch | CISCO | C9500-16X | Te1/1/2 | 10.60.49.1 | Spare
Yes | DCH | DCH is .... |  | Modular Data Center |  |  | Dhaka Customs House Building | [5 empty] | Data Center |  |  | MDC Rack-2 | VARICOM | 42 | X7S-6242-RGB-B | FOC2630YJJZ | 25 | DCH_Core Switch - Primary | switch | CISCO | C9500-16X | Te1/1/3 | 10.60.49.1 | Spare
Yes | DCH | DCH is .... |  | Modular Data Center |  |  | Dhaka Customs House Building | [5 empty] | Data Center |  |  | MDC Rack-2 | VARICOM | 42 | X7S-6242-RGB-B | FOC2630YJJZ | 25 | DCH_Core Switch - Primary | switch | CISCO | C9500-16X | Te1/1/4 | 10.60.49.1 | Spare
Yes | DCH | DCH is .... |  | Modular Data Center |  |  | Dhaka Customs House Building | [5 empty] | Data Center |  |  | MDC Rack-2 | VARICOM | 42 | X7S-6242-RGB-B | FOC2630YJJZ | 25 | DCH_Core Switch - Primary | switch | CISCO | C9500-16X | Te1/1/5 | 10.60.49.1 | Spare
Yes | DCH | DCH is .... |  | Modular Data Center |  |  | Dhaka Customs House Building | [5 empty] | Data Center |  |  | MDC Rack-2 | VARICOM | 42 | X7S-6242-RGB-B | FOC2630YJJZ | 25 | DCH_Core Switch - Primary | switch | CISCO | C9500-16X | Te1/1/6 | 10.60.49.1 | DCH_Core-SW-1_Port-TE2/1/6 to DCH_Core-SW-2_Port-TE1/1/6
Yes | DCH | DCH is .... |  | Modular Data Center |  |  | Dhaka Customs House Building | [5 empty] | Data Center |  |  | MDC Rack-2 | VARICOM | 42 | X7S-6242-RGB-B | FOC2630YJJZ | 25 | DCH_Core Switch - Primary | switch | CISCO | C9500-16X | Te1/1/7 | 10.60.49.1 | DCH_Core-SW-1_Port-TE2/1/7 to DCH_Core-SW-2_Port-TE1/1/7
Yes | DCH | DCH is .... |  | Modular Data Center |  |  | Dhaka Customs House Building | [5 empty] | Data Center |  |  | MDC Rack-2 | VARICOM | 42 | X7S-6242-RGB-B | FOC2630YJJZ | 25 | DCH_Core Switch - Primary | switch | CISCO | C9500-16X | Te1/1/8 | 10.60.49.1 | DCH_Core-SW-1_Port-TE2/1/8 to DCH_Core-SW-2_Port-TE1/1/8
Yes | DCH | DCH is .... |  | Modular Data Center |  |  | Dhaka Customs House Building | [5 empty] | Data Center |  |  | MDC Rack-2 | VARICOM | 42 | X7S-6242-RGB-B | FOC2630YMA3 | 23 | DCH_Core Switch - Secondary | switch | CISCO | C9500-16X | Te2/0/1 | 10.60.49.1 | DCH_Core-SW-1_Port-Ten 2/0/1 to DCH_INT_FW01_Port-F2 for Uplink
Yes | DCH | DCH is .... |  | Modular Data Center |  |  | Dhaka Customs House Building | [5 empty] | Data Center |  |  | MDC Rack-2 | VARICOM | 42 | X7S-6242-RGB-B | FOC2630YMA3 | 23 | DCH_Core Switch - Secondary | switch | CISCO | C9500-16X | Te2/0/2 | 10.60.49.1 | DCH_Core-SW-1_Port-Ten 2/0/2 to DCH_INT_FW02_Port-F2 for Uplin
Yes | DCH | DCH is .... |  | Modular Data Center |  |  | Dhaka Customs House Building | [5 empty] | Data Center |  |  | MDC Rack-2 | VARICOM | 42 | X7S-6242-RGB-B | FOC2630YMA3 | 23 | DCH_Core Switch - Secondary | switch | CISCO | C9500-16X | Te2/0/3 | 10.60.49.1 | DCH_Core-SW-1_Port-TE2/0/3 to DCH_Ground_Floor_SW_Port-Gig 0/27
Yes | DCH | DCH is .... |  | Modular Data Center |  |  | Dhaka Customs House Building | [5 empty] | Data Center |  |  | MDC Rack-2 | VARICOM | 42 | X7S-6242-RGB-B | FOC2630YMA3 | 23 | DCH_Core Switch - Secondary | switch | CISCO | C9500-16X | Te2/0/4 | 10.60.49.1 | DCH_CSW1_Port_te1/0/4_to_1st_Floor_SW_Port-Te1/1/4
Yes | DCH | DCH is .... |  | Modular Data Center |  |  | Dhaka Customs House Building | [5 empty] | Data Center |  |  | MDC Rack-2 | VARICOM | 42 | X7S-6242-RGB-B | FOC2630YMA3 | 23 | DCH_Core Switch - Secondary | switch | CISCO | C9500-16X | Te2/0/5 | 10.60.49.1 | DCH_CSW2_Port_te2/0/5_to_2nd_Floor_SW_01_Port-Te1/1/
Yes | DCH | DCH is .... |  | Modular Data Center |  |  | Dhaka Customs House Building | [5 empty] | Data Center |  |  | MDC Rack-2 | VARICOM | 42 | X7S-6242-RGB-B | FOC2630YMA3 | 23 | DCH_Core Switch - Secondary | switch | CISCO | C9500-16X | Te2/0/6 | 10.60.49.1 | DCH_CSW2_Port_te2/0/6_to_2nd_Floor_SW_01_Port-Te1/1/4
Yes | DCH | DCH is .... |  | Modular Data Center |  |  | Dhaka Customs House Building | [5 empty] | Data Center |  |  | MDC Rack-2 | VARICOM | 42 | X7S-6242-RGB-B | FOC2630YMA3 | 23 | DCH_Core Switch - Secondary | switch | CISCO | C9500-16X | Te2/0/7 | 10.60.49.1 | DCH_Core-SW-1_Port-Ten 2/0/7 to DCH_3rd_Floor_SW_01_Port-Ten 1/1/4
Yes | DCH | DCH is .... |  | Modular Data Center |  |  | Dhaka Customs House Building | [5 empty] | Data Center |  |  | MDC Rack-2 | VARICOM | 42 | X7S-6242-RGB-B | FOC2630YMA3 | 23 | DCH_Core Switch - Secondary | switch | CISCO | C9500-16X | Te2/0/8 | 10.60.49.1 | DCH_Core-SW-1_Port-Ten 2/0/8 to DCH_Airfreight_SW_Port-Ten 1/1/4
Yes | DCH | DCH is .... |  | Modular Data Center |  |  | Dhaka Customs House Building | [5 empty] | Data Center |  |  | MDC Rack-2 | VARICOM | 42 | X7S-6242-RGB-B | FOC2630YMA3 | 23 | DCH_Core Switch - Secondary | switch | CISCO | C9500-16X | Te2/0/9 | 10.60.49.1 | DCH_Core-SW-1_Port-Ten 1/0/9 to DCH-Courier-Unit-SW_Port-Ten 1/1/3
Yes | DCH | DCH is .... |  | Modular Data Center |  |  | Dhaka Customs House Building | [5 empty] | Data Center |  |  | MDC Rack-2 | VARICOM | 42 | X7S-6242-RGB-B | FOC2630YMA3 | 23 | DCH_Core Switch - Secondary | switch | CISCO | C9500-16X | Te2/0/10 | 10.60.49.1 | DCH_Core-SW-1_Port-Ten 2/0/11 to DCH_Export_Cargo_Village_SW_Port-Ten 1/1/4
Yes | DCH | DCH is .... |  | Modular Data Center |  |  | Dhaka Customs House Building | [5 empty] | Data Center |  |  | MDC Rack-2 | VARICOM | 42 | X7S-6242-RGB-B | FOC2630YMA3 | 23 | DCH_Core Switch - Secondary | switch | CISCO | C9500-16X | Te2/0/11 | 10.60.49.1 | Spare
Yes | DCH | DCH is .... |  | Modular Data Center |  |  | Dhaka Customs House Building | [5 empty] | Data Center |  |  | MDC Rack-2 | VARICOM | 42 | X7S-6242-RGB-B | FOC2630YMA3 | 23 | DCH_Core Switch - Secondary | switch | CISCO | C9500-16X | Te2/0/12 | 10.60.49.1 | Spare
Yes | DCH | DCH is .... |  | Modular Data Center |  |  | Dhaka Customs House Building | [5 empty] | Data Center |  |  | MDC Rack-2 | VARICOM | 42 | X7S-6242-RGB-B | FOC2630YMA3 | 23 | DCH_Core Switch - Secondary | switch | CISCO | C9500-16X | Te2/0/13 | 10.60.49.1 | Spare
Yes | DCH | DCH is .... |  | Modular Data Center |  |  | Dhaka Customs House Building | [5 empty] | Data Center |  |  | MDC Rack-2 | VARICOM | 42 | X7S-6242-RGB-B | FOC2630YMA3 | 23 | DCH_Core Switch - Secondary | switch | CISCO | C9500-16X | Te2/0/14 | 10.60.49.1 | Spare
Yes | DCH | DCH is .... |  | Modular Data Center |  |  | Dhaka Customs House Building | [5 empty] | Data Center |  |  | MDC Rack-2 | VARICOM | 42 | X7S-6242-RGB-B | FOC2630YMA3 | 23 | DCH_Core Switch - Secondary | switch | CISCO | C9500-16X | Te2/0/15 | 10.60.49.1 | Spare
Yes | DCH | DCH is .... |  | Modular Data Center |  |  | Dhaka Customs House Building | [5 empty] | Data Center |  |  | MDC Rack-2 | VARICOM | 42 | X7S-6242-RGB-B | FOC2630YMA3 | 23 | DCH_Core Switch - Secondary | switch | CISCO | C9500-16X | Te2/0/16 | 10.60.49.1 | Spare
Yes | DCH | DCH is .... |  | Modular Data Center |  |  | Dhaka Customs House Building | [5 empty] | Data Center |  |  | MDC Rack-2 | VARICOM | 42 | X7S-6242-RGB-B | FOC2630YMA3 | 23 | DCH_Core Switch - Secondary | switch | CISCO | C9500-16X | Te2/1/1 | 10.60.49.1 | Spare
Yes | DCH | DCH is .... |  | Modular Data Center |  |  | Dhaka Customs House Building | [5 empty] | Data Center |  |  | MDC Rack-2 | VARICOM | 42 | X7S-6242-RGB-B | FOC2630YMA3 | 23 | DCH_Core Switch - Secondary | switch | CISCO | C9500-16X | Te2/1/2 | 10.60.49.1 | Spare
Yes | DCH | DCH is .... |  | Modular Data Center |  |  | Dhaka Customs House Building | [5 empty] | Data Center |  |  | MDC Rack-2 | VARICOM | 42 | X7S-6242-RGB-B | FOC2630YMA3 | 23 | DCH_Core Switch - Secondary | switch | CISCO | C9500-16X | Te2/1/3 | 10.60.49.1 | Spare
Yes | DCH | DCH is .... |  | Modular Data Center |  |  | Dhaka Customs House Building | [5 empty] | Data Center |  |  | MDC Rack-2 | VARICOM | 42 | X7S-6242-RGB-B | FOC2630YMA3 | 23 | DCH_Core Switch - Secondary | switch | CISCO | C9500-16X | Te2/1/4 | 10.60.49.1 | Spare
Yes | DCH | DCH is .... |  | Modular Data Center |  |  | Dhaka Customs House Building | [5 empty] | Data Center |  |  | MDC Rack-2 | VARICOM | 42 | X7S-6242-RGB-B | FOC2630YMA3 | 23 | DCH_Core Switch - Secondary | switch | CISCO | C9500-16X | Te2/1/5 | 10.60.49.1 | Spare
Yes | DCH | DCH is .... |  | Modular Data Center |  |  | Dhaka Customs House Building | [5 empty] | Data Center |  |  | MDC Rack-2 | VARICOM | 42 | X7S-6242-RGB-B | FOC2630YMA3 | 23 | DCH_Core Switch - Secondary | switch | CISCO | C9500-16X | Te2/1/6 | 10.60.49.1 | DCH_Core-SW-2_Port-TE2/1/6 to DCH_Core-SW-1_Port-TE1/1/6
Yes | DCH | DCH is .... |  | Modular Data Center |  |  | Dhaka Customs House Building | [5 empty] | Data Center |  |  | MDC Rack-2 | VARICOM | 42 | X7S-6242-RGB-B | FOC2630YMA3 | 23 | DCH_Core Switch - Secondary | switch | CISCO | C9500-16X | Te2/1/7 | 10.60.49.1 | DCH_Core-SW-2_Port-TE2/1/7 to DCH_Core-SW-1_Port-TE1/1/7
Yes | DCH | DCH is .... |  | Modular Data Center |  |  | Dhaka Customs House Building | [5 empty] | Data Center |  |  | MDC Rack-2 | VARICOM | 42 | X7S-6242-RGB-B | FOC2630YMA3 | 23 | DCH_Core Switch - Secondary | switch | CISCO | C9500-16X | Te2/1/8 | 10.60.49.1 | DCH_Core-SW-2_Port-TE2/1/8 to DCH_Core-SW-1_Port-TE1/1/8
Yes | DCH | DCH is .... |  | Customs Campus Area | Customs Campus area is .... | [{"label":"Dhaka Customs House Building", "<otherData>": "other data...."},{"label":"AirFrieght", "<otherData>": "other data...."}] | Dhaka Customs House Building | ... | [{"label":"Ground Floor", "<otherData>": "other data...."},{"label":"1st Floor", "<otherData>": "other data...."}] | Ground Floor | ... |  | 101 |  |  | Rack-01 | VIVANCO | 15 | VSA.6615.01.10e | JAE26292LUY | 11 | DCH-GF-SW-01 | switch | CISCO | C9200-48T-E | GigabitEthernet1/0/1 | 10.60.48.12 | Spare
Yes | DCH | DCH is .... |  | Customs Campus Area |  |  | Dhaka Customs House Building |  |  | Ground Floor |  |  | 101 |  |  | Rack-01 | VIVANCO | 15 | VSA.6615.01.10e | JAE26292LUY | 11 | DCH-GF-SW-01 | switch | CISCO | C9200-48T-E | GigabitEthernet1/0/2 | 10.60.48.12 | Spare
Yes | DCH | DCH is .... |  | Customs Campus Area |  |  | Dhaka Customs House Building |  |  | Ground Floor |  |  | 101 |  |  | Rack-01 | VIVANCO | 15 | VSA.6615.01.10e | JAE26292LUY | 11 | DCH-GF-SW-01 | switch | CISCO | C9200-48T-E | GigabitEthernet1/0/3 | 10.60.48.12 | RO (Room-101) PC
Yes | DCH | DCH is .... |  | Customs Campus Area |  |  | Dhaka Customs House Building |  |  | Ground Floor |  |  | 101 |  |  | Rack-01 | VIVANCO | 15 | VSA.6615.01.10e | JAE26292LUY | 11 | DCH-GF-SW-01 | switch | CISCO | C9200-48T-E | GigabitEthernet1/0/4 | 10.60.48.12 | Spare
Yes | DCH | DCH is .... |  | Customs Campus Area |  |  | Dhaka Customs House Building |  |  | Ground Floor |  |  | 101 |  |  | Rack-01 | VIVANCO | 15 | VSA.6615.01.10e | JAE26292LUY | 11 | DCH-GF-SW-01 | switch | CISCO | C9200-48T-E | GigabitEthernet1/0/5 | 10.60.48.12 | ARO (Room-101) PC
Yes | DCH | DCH is .... |  | Customs Campus Area |  |  | Dhaka Customs House Building |  |  | Ground Floor |  |  | 101 |  |  | Rack-01 | VIVANCO | 15 | VSA.6615.01.10e | JAE26292LUY | 11 | DCH-GF-SW-01 | switch | CISCO | C9200-48T-E | GigabitEthernet1/0/6 | 10.60.48.12 | Spare
Yes | DCH | DCH is .... |  | Customs Campus Area |  |  | Dhaka Customs House Building |  |  | Ground Floor |  |  | 101 |  |  | Rack-01 | VIVANCO | 15 | VSA.6615.01.10e | JAE26292LUY | 11 | DCH-GF-SW-01 | switch | CISCO | C9200-48T-E | GigabitEthernet1/0/7 | 10.60.48.12 | Spare
Yes | DCH | DCH is .... |  | Customs Campus Area |  |  | Dhaka Customs House Building |  |  | Ground Floor |  |  | 101 |  |  | Rack-01 | VIVANCO | 15 | VSA.6615.01.10e | JAE26292LUY | 11 | DCH-GF-SW-01 | switch | CISCO | C9200-48T-E | GigabitEthernet1/0/8 | 10.60.48.12 | ARO (Sonali Bank) PC
Yes | DCH | DCH is .... |  | Customs Campus Area |  |  | Dhaka Customs House Building |  |  | Ground Floor |  |  | 101 |  |  | Rack-01 | VIVANCO | 15 | VSA.6615.01.10e | JAE26292LUY | 11 | DCH-GF-SW-01 | switch | CISCO | C9200-48T-E | GigabitEthernet1/0/9 | 10.60.48.12 | Spare
Yes | DCH | DCH is .... |  | Customs Campus Area |  |  | Dhaka Customs House Building |  |  | Ground Floor |  |  | 101 |  |  | Rack-01 | VIVANCO | 15 | VSA.6615.01.10e | JAE26292LUY | 11 | DCH-GF-SW-01 | switch | CISCO | C9200-48T-E | GigabitEthernet1/0/10 | 10.60.48.12 | Spare
Yes | DCH | DCH is .... |  | Customs Campus Area |  |  | Dhaka Customs House Building |  |  | Ground Floor |  |  | 101 |  |  | Rack-01 | VIVANCO | 15 | VSA.6615.01.10e | JAE26292LUY | 11 | DCH-GF-SW-01 | switch | CISCO | C9200-48T-E | GigabitEthernet1/0/11 | 10.60.48.12 | Spare
Yes | DCH | DCH is .... |  | Customs Campus Area |  |  | Dhaka Customs House Building |  |  | Ground Floor |  |  | 101 |  |  | Rack-01 | VIVANCO | 15 | VSA.6615.01.10e | JAE26292LUY | 11 | DCH-GF-SW-01 | switch | CISCO | C9200-48T-E | GigabitEthernet1/0/12 | 10.60.48.12 | Spare
Yes | DCH | DCH is .... |  | Customs Campus Area |  |  | Dhaka Customs House Building |  |  | Ground Floor |  |  | 101 |  |  | Rack-01 | VIVANCO | 15 | VSA.6615.01.10e | JAE26292LUY | 11 | DCH-GF-SW-01 | switch | CISCO | C9200-48T-E | GigabitEthernet1/0/13 | 10.60.48.12 | Spare
Yes | DCH | DCH is .... |  | Customs Campus Area |  |  | Dhaka Customs House Building |  |  | Ground Floor |  |  | 101 |  |  | Rack-01 | VIVANCO | 15 | VSA.6615.01.10e | JAE26292LUY | 11 | DCH-GF-SW-01 | switch | CISCO | C9200-48T-E | GigabitEthernet1/0/14 | 10.60.48.12 | Spare
Yes | DCH | DCH is .... |  | Customs Campus Area |  |  | Dhaka Customs House Building |  |  | Ground Floor |  |  | 101 |  |  | Rack-01 | VIVANCO | 15 | VSA.6615.01.10e | JAE26292LUY | 11 | DCH-GF-SW-01 | switch | CISCO | C9200-48T-E | GigabitEthernet1/0/15 | 10.60.48.12 | Spare
Yes | DCH | DCH is .... |  | Customs Campus Area |  |  | Dhaka Customs House Building |  |  | Ground Floor |  |  | 101 |  |  | Rack-01 | VIVANCO | 15 | VSA.6615.01.10e | JAE26292LUY | 11 | DCH-GF-SW-01 | switch | CISCO | C9200-48T-E | GigabitEthernet1/0/16 | 10.60.48.12 | Spare
Yes | DCH | DCH is .... |  | Customs Campus Area |  |  | Dhaka Customs House Building |  |  | Ground Floor |  |  | 101 |  |  | Rack-01 | VIVANCO | 15 | VSA.6615.01.10e | JAE26292LUY | 11 | DCH-GF-SW-01 | switch | CISCO | C9200-48T-E | GigabitEthernet1/0/17 | 10.60.48.12 | Spare
Yes | DCH | DCH is .... |  | Customs Campus Area |  |  | Dhaka Customs House Building |  |  | Ground Floor |  |  | 101 |  |  | Rack-01 | VIVANCO | 15 | VSA.6615.01.10e | JAE26292LUY | 11 | DCH-GF-SW-01 | switch | CISCO | C9200-48T-E | GigabitEthernet1/0/18 | 10.60.48.12 | Spare
Yes | DCH | DCH is .... |  | Customs Campus Area |  |  | Dhaka Customs House Building |  |  | Ground Floor |  |  | 101 |  |  | Rack-01 | VIVANCO | 15 | VSA.6615.01.10e | JAE26292LUY | 11 | DCH-GF-SW-01 | switch | CISCO | C9200-48T-E | GigabitEthernet1/0/19 | 10.60.48.12 | Spare
Yes | DCH | DCH is .... |  | Customs Campus Area |  |  | Dhaka Customs House Building |  |  | Ground Floor |  |  | 101 |  |  | Rack-01 | VIVANCO | 15 | VSA.6615.01.10e | JAE26292LUY | 11 | DCH-GF-SW-01 | switch | CISCO | C9200-48T-E | GigabitEthernet1/0/20 | 10.60.48.12 | Spare
Yes | DCH | DCH is .... |  | Customs Campus Area |  |  | Dhaka Customs House Building |  |  | Ground Floor |  |  | 101 |  |  | Rack-01 | VIVANCO | 15 | VSA.6615.01.10e | JAE26292LUY | 11 | DCH-GF-SW-01 | switch | CISCO | C9200-48T-E | GigabitEthernet1/0/21 | 10.60.48.12 | Spare
Yes | DCH | DCH is .... |  | Customs Campus Area |  |  | Dhaka Customs House Building |  |  | Ground Floor |  |  | 101 |  |  | Rack-01 | VIVANCO | 15 | VSA.6615.01.10e | JAE26292LUY | 11 | DCH-GF-SW-01 | switch | CISCO | C9200-48T-E | GigabitEthernet1/0/22 | 10.60.48.12 | Spare
Yes | DCH | DCH is .... |  | Customs Campus Area |  |  | Dhaka Customs House Building |  |  | Ground Floor |  |  | 101 |  |  | Rack-01 | VIVANCO | 15 | VSA.6615.01.10e | JAE26292LUY | 11 | DCH-GF-SW-01 | switch | CISCO | C9200-48T-E | GigabitEthernet1/0/23 | 10.60.48.12 | Spare
Yes | DCH | DCH is .... |  | Customs Campus Area |  |  | Dhaka Customs House Building |  |  | Ground Floor |  |  | 101 |  |  | Rack-01 | VIVANCO | 15 | VSA.6615.01.10e | JAE26292LUY | 11 | DCH-GF-SW-01 | switch | CISCO | C9200-48T-E | GigabitEthernet1/0/24 | 10.60.48.12 | Spare
Yes | DCH | DCH is .... |  | Customs Campus Area |  |  | Dhaka Customs House Building |  |  | Ground Floor |  |  | 101 |  |  | Rack-01 | VIVANCO | 15 | VSA.6615.01.10e | JAE26292LUY | 11 | DCH-GF-SW-01 | switch | CISCO | C9200-48T-E | Te1/1/1 | 10.60.48.12 | Spare
Yes | DCH | DCH is .... |  | Customs Campus Area |  |  | Dhaka Customs House Building |  |  | Ground Floor |  |  | 101 |  |  | Rack-01 | VIVANCO | 15 | VSA.6615.01.10e | JAE26292LUY | 11 | DCH-GF-SW-01 | switch | CISCO | C9200-48T-E | Te1/1/2 | 10.60.48.12 | Spare
Yes | DCH | DCH is .... |  | Customs Campus Area |  |  | Dhaka Customs House Building |  |  | Ground Floor |  |  | 101 |  |  | Rack-01 | VIVANCO | 15 | VSA.6615.01.10e | JAE26292LUY | 11 | DCH-GF-SW-01 | switch | CISCO | C9200-48T-E | Te1/1/3 | 10.60.48.12 | DCH_Ground_Floor_SW_Port-Ten 1/1/3 to DCH_Core-SW-1_Port-TE1/0/3
Yes | DCH | DCH is .... |  | Customs Campus Area |  |  | Dhaka Customs House Building |  |  | Ground Floor |  |  | 101 |  |  | Rack-01 | VIVANCO | 15 | VSA.6615.01.10e | JAE26292LUY | 11 | DCH-GF-SW-01 | switch | CISCO | C9200-48T-E | Te1/1/4 | 10.60.48.12 | DCH_Ground_Floor_SW_Port-Ten 1/1/4 to DCH_Core-SW-2_Port-TE1/0/3
Yes | DCH |  |  | Customs Campus Area |  |  | Dhaka Customs House Building |  |  | 1st Floor | ... | [...] | 207 |  |  | Rack-02 | VIVANCO | 15 | VSA.6615.01.10e | JAE26200RBB | 12 | DCH-1ST-FL00R-SW-01 | switch | CISCO | C9200-48T-E | GigabitEthernet1/0/1 | 10.60.48.13 | (Room-229)-RO_PC
Yes | DCH |  |  | Customs Campus Area |  |  | Dhaka Customs House Building |  |  | 1st Floor |  |  | 207 |  |  | Rack-02 | VIVANCO | 15 | VSA.6615.01.10e | JAE26200RBB | 12 | DCH-1ST-FL00R-SW-01 | switch | CISCO | C9200-48T-E | GigabitEthernet1/0/2 | 10.60.48.13 | (Room-211/B)-ARO_PC
Yes | DCH |  |  | Customs Campus Area |  |  | Dhaka Customs House Building |  |  | 1st Floor |  |  | 207 |  |  | Rack-02 | VIVANCO | 15 | VSA.6615.01.10e | JAE26200RBB | 12 | DCH-1ST-FL00R-SW-01 | switch | CISCO | C9200-48T-E | GigabitEthernet1/0/3 | 10.60.48.13 | (Room-229)-RO_PC
Yes | DCH |  |  | Customs Campus Area |  |  | Dhaka Customs House Building |  |  | 1st Floor |  |  | 207 |  |  | Rack-02 | VIVANCO | 15 | VSA.6615.01.10e | JAE26200RBB | 12 | DCH-1ST-FL00R-SW-01 | switch | CISCO | C9200-48T-E | GigabitEthernet1/0/4 | 10.60.48.13 | (Room-229)-ARO_PC
Yes | DCH |  |  | Customs Campus Area |  |  | Dhaka Customs House Building |  |  | 1st Floor |  |  | 207 |  |  | Rack-02 | VIVANCO | 15 | VSA.6615.01.10e | JAE26200RBB | 12 | DCH-1ST-FL00R-SW-01 | switch | CISCO | C9200-48T-E | GigabitEthernet1/0/5 | 10.60.48.13 | Spare
Yes | DCH |  |  | Customs Campus Area |  |  | Dhaka Customs House Building |  |  | 1st Floor |  |  | 207 |  |  | Rack-02 | VIVANCO | 15 | VSA.6615.01.10e | JAE26200RBB | 12 | DCH-1ST-FL00R-SW-01 | switch | CISCO | C9200-48T-E | GigabitEthernet1/0/6 | 10.60.48.13 | (Room-229)-ARO_PC
Yes | DCH |  |  | Customs Campus Area |  |  | Dhaka Customs House Building |  |  | 1st Floor |  |  | 207 |  |  | Rack-02 | VIVANCO | 15 | VSA.6615.01.10e | JAE26200RBB | 12 | DCH-1ST-FL00R-SW-01 | switch | CISCO | C9200-48T-E | GigabitEthernet1/0/7 | 10.60.48.13 | Spare
Yes | DCH |  |  | Customs Campus Area |  |  | Dhaka Customs House Building |  |  | 1st Floor |  |  | 207 |  |  | Rack-02 | VIVANCO | 15 | VSA.6615.01.10e | JAE26200RBB | 12 | DCH-1ST-FL00R-SW-01 | switch | CISCO | C9200-48T-E | GigabitEthernet1/0/8 | 10.60.48.13 | (Room-213)-DC_PC
Yes | DCH |  |  | Customs Campus Area |  |  | Dhaka Customs House Building |  |  | 1st Floor |  |  | 207 |  |  | Rack-02 | VIVANCO | 15 | VSA.6615.01.10e | JAE26200RBB | 12 | DCH-1ST-FL00R-SW-01 | switch | CISCO | C9200-48T-E | GigabitEthernet1/0/9 | 10.60.48.13 | (Room-229)-ARO_PC
Yes | DCH |  |  | Customs Campus Area |  |  | Dhaka Customs House Building |  |  | 1st Floor |  |  | 207 |  |  | Rack-02 | VIVANCO | 15 | VSA.6615.01.10e | JAE26200RBB | 12 | DCH-1ST-FL00R-SW-01 | switch | CISCO | C9200-48T-E | GigabitEthernet1/0/10 | 10.60.48.13 | Spare
Yes | DCH |  |  | Customs Campus Area |  |  | Dhaka Customs House Building |  |  | 1st Floor |  |  | 207 |  |  | Rack-02 | VIVANCO | 15 | VSA.6615.01.10e | JAE26200RBB | 12 | DCH-1ST-FL00R-SW-01 | switch | CISCO | C9200-48T-E | GigabitEthernet1/0/11 | 10.60.48.13 | Spare
Yes | DCH |  |  | Customs Campus Area |  |  | Dhaka Customs House Building |  |  | 1st Floor |  |  | 207 |  |  | Rack-02 | VIVANCO | 15 | VSA.6615.01.10e | JAE26200RBB | 12 | DCH-1ST-FL00R-SW-01 | switch | CISCO | C9200-48T-E | GigabitEthernet1/0/12 | 10.60.48.13 | **
Yes | DCH |  |  | Customs Campus Area |  |  | Dhaka Customs House Building |  |  | 1st Floor |  |  | 207 |  |  | Rack-02 | VIVANCO | 15 | VSA.6615.01.10e | JAE26200RBB | 12 | DCH-1ST-FL00R-SW-01 | switch | CISCO | C9200-48T-E | GigabitEthernet1/0/13 | 10.60.48.13 | **
Yes | DCH |  |  | Customs Campus Area |  |  | Dhaka Customs House Building |  |  | 1st Floor |  |  | 207 |  |  | Rack-02 | VIVANCO | 15 | VSA.6615.01.10e | JAE26200RBB | 12 | DCH-1ST-FL00R-SW-01 | switch | CISCO | C9200-48T-E | GigabitEthernet1/0/14 | 10.60.48.13 | **
Yes | DCH |  |  | Customs Campus Area |  |  | Dhaka Customs House Building |  |  | 1st Floor |  |  | 207 |  |  | Rack-02 | VIVANCO | 15 | VSA.6615.01.10e | JAE26200RBB | 12 | DCH-1ST-FL00R-SW-01 | switch | CISCO | C9200-48T-E | GigabitEthernet1/0/15 | 10.60.48.13 | Spare
Yes | DCH |  |  | Customs Campus Area |  |  | Dhaka Customs House Building |  |  | 1st Floor |  |  | 207 |  |  | Rack-02 | VIVANCO | 15 | VSA.6615.01.10e | JAE26200RBB | 12 | DCH-1ST-FL00R-SW-01 | switch | CISCO | C9200-48T-E | GigabitEthernet1/0/16 | 10.60.48.13 | Spare
Yes | DCH |  |  | Customs Campus Area |  |  | Dhaka Customs House Building |  |  | 1st Floor |  |  | 207 |  |  | Rack-02 | VIVANCO | 15 | VSA.6615.01.10e | JAE26200RBB | 12 | DCH-1ST-FL00R-SW-01 | switch | CISCO | C9200-48T-E | GigabitEthernet1/0/17 | 10.60.48.13 | Spare
Yes | DCH |  |  | Customs Campus Area |  |  | Dhaka Customs House Building |  |  | 1st Floor |  |  | 207 |  |  | Rack-02 | VIVANCO | 15 | VSA.6615.01.10e | JAE26200RBB | 12 | DCH-1ST-FL00R-SW-01 | switch | CISCO | C9200-48T-E | GigabitEthernet1/0/18 | 10.60.48.13 | Spare
Yes | DCH |  |  | Customs Campus Area |  |  | Dhaka Customs House Building |  |  | 1st Floor |  |  | 207 |  |  | Rack-02 | VIVANCO | 15 | VSA.6615.01.10e | JAE26200RBB | 12 | DCH-1ST-FL00R-SW-01 | switch | CISCO | C9200-48T-E | GigabitEthernet1/0/19 | 10.60.48.13 | **
Yes | DCH |  |  | Customs Campus Area |  |  | Dhaka Customs House Building |  |  | 1st Floor |  |  | 207 |  |  | Rack-02 | VIVANCO | 15 | VSA.6615.01.10e | JAE26200RBB | 12 | DCH-1ST-FL00R-SW-01 | switch | CISCO | C9200-48T-E | GigabitEthernet1/0/20 | 10.60.48.13 | Spare
Yes | DCH |  |  | Customs Campus Area |  |  | Dhaka Customs House Building |  |  | 1st Floor |  |  | 207 |  |  | Rack-02 | VIVANCO | 15 | VSA.6615.01.10e | JAE26200RBB | 12 | DCH-1ST-FL00R-SW-01 | switch | CISCO | C9200-48T-E | GigabitEthernet1/0/21 | 10.60.48.13 | Spare
Yes | DCH |  |  | Customs Campus Area |  |  | Dhaka Customs House Building |  |  | 1st Floor |  |  | 207 |  |  | Rack-02 | VIVANCO | 15 | VSA.6615.01.10e | JAE26200RBB | 12 | DCH-1ST-FL00R-SW-01 | switch | CISCO | C9200-48T-E | GigabitEthernet1/0/22 | 10.60.48.13 | (Room-224)-ARO_PC
Yes | DCH |  |  | Customs Campus Area |  |  | Dhaka Customs House Building |  |  | 1st Floor |  |  | 207 |  |  | Rack-02 | VIVANCO | 15 | VSA.6615.01.10e | JAE26200RBB | 12 | DCH-1ST-FL00R-SW-01 | switch | CISCO | C9200-48T-E | GigabitEthernet1/0/23 | 10.60.48.13 | Spare
Yes | DCH |  |  | Customs Campus Area |  |  | Dhaka Customs House Building |  |  | 1st Floor |  |  | 207 |  |  | Rack-02 | VIVANCO | 15 | VSA.6615.01.10e | JAE26200RBB | 12 | DCH-1ST-FL00R-SW-01 | switch | CISCO | C9200-48T-E | GigabitEthernet1/0/24 | 10.60.48.13 | (Room-226)-RO_PC
Yes | DCH |  |  | Customs Campus Area |  |  | Dhaka Customs House Building |  |  | 1st Floor |  |  | 207 |  |  | Rack-02 | VIVANCO | 15 | VSA.6615.01.10e | JAE26200RBB | 12 | DCH-1ST-FL00R-SW-01 | switch | CISCO | C9200-48T-E | GigabitEthernet1/0/25 | 10.60.48.13 | Spare
Yes | DCH |  |  | Customs Campus Area |  |  | Dhaka Customs House Building |  |  | 1st Floor |  |  | 207 |  |  | Rack-02 | VIVANCO | 15 | VSA.6615.01.10e | JAE26200RBB | 12 | DCH-1ST-FL00R-SW-01 | switch | CISCO | C9200-48T-E | GigabitEthernet1/0/26 | 10.60.48.13 | (Room-226)-ARO_PC
Yes | DCH |  |  | Customs Campus Area |  |  | Dhaka Customs House Building |  |  | 1st Floor |  |  | 207 |  |  | Rack-02 | VIVANCO | 15 | VSA.6615.01.10e | JAE26200RBB | 12 | DCH-1ST-FL00R-SW-01 | switch | CISCO | C9200-48T-E | GigabitEthernet1/0/27 | 10.60.48.13 | Spare
Yes | DCH |  |  | Customs Campus Area |  |  | Dhaka Customs House Building |  |  | 1st Floor |  |  | 207 |  |  | Rack-02 | VIVANCO | 15 | VSA.6615.01.10e | JAE26200RBB | 12 | DCH-1ST-FL00R-SW-01 | switch | CISCO | C9200-48T-E | GigabitEthernet1/0/28 | 10.60.48.13 | Spare
Yes | DCH |  |  | Customs Campus Area |  |  | Dhaka Customs House Building |  |  | 1st Floor |  |  | 207 |  |  | Rack-02 | VIVANCO | 15 | VSA.6615.01.10e | JAE26200RBB | 12 | DCH-1ST-FL00R-SW-01 | switch | CISCO | C9200-48T-E | GigabitEthernet1/0/29 | 10.60.48.13 | (Room-222)-Statistic-Officer_PC
Yes | DCH |  |  | Customs Campus Area |  |  | Dhaka Customs House Building |  |  | 1st Floor |  |  | 207 |  |  | Rack-02 | VIVANCO | 15 | VSA.6615.01.10e | JAE26200RBB | 12 | DCH-1ST-FL00R-SW-01 | switch | CISCO | C9200-48T-E | GigabitEthernet1/0/30 | 10.60.48.13 | Spare
Yes | DCH |  |  | Customs Campus Area |  |  | Dhaka Customs House Building |  |  | 1st Floor |  |  | 207 |  |  | Rack-02 | VIVANCO | 15 | VSA.6615.01.10e | JAE26200RBB | 12 | DCH-1ST-FL00R-SW-01 | switch | CISCO | C9200-48T-E | GigabitEthernet1/0/31 | 10.60.48.13 | **
Yes | DCH |  |  | Customs Campus Area |  |  | Dhaka Customs House Building |  |  | 1st Floor |  |  | 207 |  |  | Rack-02 | VIVANCO | 15 | VSA.6615.01.10e | JAE26200RBB | 12 | DCH-1ST-FL00R-SW-01 | switch | CISCO | C9200-48T-E | GigabitEthernet1/0/32 | 10.60.48.13 | Spare
Yes | DCH |  |  | Customs Campus Area |  |  | Dhaka Customs House Building |  |  | 1st Floor |  |  | 207 |  |  | Rack-02 | VIVANCO | 15 | VSA.6615.01.10e | JAE26200RBB | 12 | DCH-1ST-FL00R-SW-01 | switch | CISCO | C9200-48T-E | GigabitEthernet1/0/33 | 10.60.48.13 | Spare
Yes | DCH |  |  | Customs Campus Area |  |  | Dhaka Customs House Building |  |  | 1st Floor |  |  | 207 |  |  | Rack-02 | VIVANCO | 15 | VSA.6615.01.10e | JAE26200RBB | 12 | DCH-1ST-FL00R-SW-01 | switch | CISCO | C9200-48T-E | GigabitEthernet1/0/34 | 10.60.48.13 | **
Yes | DCH |  |  | Customs Campus Area |  |  | Dhaka Customs House Building |  |  | 1st Floor |  |  | 207 |  |  | Rack-02 | VIVANCO | 15 | VSA.6615.01.10e | JAE26200RBB | 12 | DCH-1ST-FL00R-SW-01 | switch | CISCO | C9200-48T-E | GigabitEthernet1/0/35 | 10.60.48.13 | (Room-207)-RO_PC
Yes | DCH |  |  | Customs Campus Area |  |  | Dhaka Customs House Building |  |  | 1st Floor |  |  | 207 |  |  | Rack-02 | VIVANCO | 15 | VSA.6615.01.10e | JAE26200RBB | 12 | DCH-1ST-FL00R-SW-01 | switch | CISCO | C9200-48T-E | GigabitEthernet1/0/36 | 10.60.48.13 | **
Yes | DCH |  |  | Customs Campus Area |  |  | Dhaka Customs House Building |  |  | 1st Floor |  |  | 207 |  |  | Rack-02 | VIVANCO | 15 | VSA.6615.01.10e | JAE26200RBB | 12 | DCH-1ST-FL00R-SW-01 | switch | CISCO | C9200-48T-E | GigabitEthernet1/0/37 | 10.60.48.13 | Spare
Yes | DCH |  |  | Customs Campus Area |  |  | Dhaka Customs House Building |  |  | 1st Floor |  |  | 207 |  |  | Rack-02 | VIVANCO | 15 | VSA.6615.01.10e | JAE26200RBB | 12 | DCH-1ST-FL00R-SW-01 | switch | CISCO | C9200-48T-E | GigabitEthernet1/0/38 | 10.60.48.13 | (Room-219)-RO_PC
Yes | DCH |  |  | Customs Campus Area |  |  | Dhaka Customs House Building |  |  | 1st Floor |  |  | 207 |  |  | Rack-02 | VIVANCO | 15 | VSA.6615.01.10e | JAE26200RBB | 12 | DCH-1ST-FL00R-SW-01 | switch | CISCO | C9200-48T-E | GigabitEthernet1/0/39 | 10.60.48.13 | 1st_Floor_Wi-Fi_AP
Yes | DCH |  |  | Customs Campus Area |  |  | Dhaka Customs House Building |  |  | 1st Floor |  |  | 207 |  |  | Rack-02 | VIVANCO | 15 | VSA.6615.01.10e | JAE26200RBB | 12 | DCH-1ST-FL00R-SW-01 | switch | CISCO | C9200-48T-E | GigabitEthernet1/0/40 | 10.60.48.13 | Spare
Yes | DCH |  |  | Customs Campus Area |  |  | Dhaka Customs House Building |  |  | 1st Floor |  |  | 207 |  |  | Rack-02 | VIVANCO | 15 | VSA.6615.01.10e | JAE26200RBB | 12 | DCH-1ST-FL00R-SW-01 | switch | CISCO | C9200-48T-E | GigabitEthernet1/0/41 | 10.60.48.13 | Spare
Yes | DCH |  |  | Customs Campus Area |  |  | Dhaka Customs House Building |  |  | 1st Floor |  |  | 207 |  |  | Rack-02 | VIVANCO | 15 | VSA.6615.01.10e | JAE26200RBB | 12 | DCH-1ST-FL00R-SW-01 | switch | CISCO | C9200-48T-E | GigabitEthernet1/0/42 | 10.60.48.13 | Spare
Yes | DCH |  |  | Customs Campus Area |  |  | Dhaka Customs House Building |  |  | 1st Floor |  |  | 207 |  |  | Rack-02 | VIVANCO | 15 | VSA.6615.01.10e | JAE26200RBB | 12 | DCH-1ST-FL00R-SW-01 | switch | CISCO | C9200-48T-E | GigabitEthernet1/0/43 | 10.60.48.13 | **
Yes | DCH |  |  | Customs Campus Area |  |  | Dhaka Customs House Building |  |  | 1st Floor |  |  | 207 |  |  | Rack-02 | VIVANCO | 15 | VSA.6615.01.10e | JAE26200RBB | 12 | DCH-1ST-FL00R-SW-01 | switch | CISCO | C9200-48T-E | GigabitEthernet1/0/44 | 10.60.48.13 | **
Yes | DCH |  |  | Customs Campus Area |  |  | Dhaka Customs House Building |  |  | 1st Floor |  |  | 207 |  |  | Rack-02 | VIVANCO | 15 | VSA.6615.01.10e | JAE26200RBB | 12 | DCH-1ST-FL00R-SW-01 | switch | CISCO | C9200-48T-E | GigabitEthernet1/0/45 | 10.60.48.13 | AP_JC_Zone
Yes | DCH |  |  | Customs Campus Area |  |  | Dhaka Customs House Building |  |  | 1st Floor |  |  | 207 |  |  | Rack-02 | VIVANCO | 15 | VSA.6615.01.10e | JAE26200RBB | 12 | DCH-1ST-FL00R-SW-01 | switch | CISCO | C9200-48T-E | GigabitEthernet1/0/46 | 10.60.48.13 | Spare
Yes | DCH |  |  | Customs Campus Area |  |  | Dhaka Customs House Building |  |  | 1st Floor |  |  | 207 |  |  | Rack-02 | VIVANCO | 15 | VSA.6615.01.10e | JAE26200RBB | 12 | DCH-1ST-FL00R-SW-01 | switch | CISCO | C9200-48T-E | GigabitEthernet1/0/47 | 10.60.48.13 | Uplink-01
Yes | DCH |  |  | Customs Campus Area |  |  | Dhaka Customs House Building |  |  | 1st Floor |  |  | 207 |  |  | Rack-02 | VIVANCO | 15 | VSA.6615.01.10e | JAE26200RBB | 12 | DCH-1ST-FL00R-SW-01 | switch | CISCO | C9200-48T-E | GigabitEthernet1/0/48 | 10.60.48.13 | Uplink-02
Yes | DCH |  |  | Customs Campus Area |  |  | Dhaka Customs House Building |  |  | 1st Floor |  |  | 207 |  |  | Rack-02 | VIVANCO | 15 | VSA.6615.01.10e | JAE26200RBB | 12 | DCH-1ST-FL00R-SW-01 | switch | CISCO | C9200-48T-E | Te1/1/1 | 10.60.48.13
Yes | DCH |  |  | Customs Campus Area |  |  | Dhaka Customs House Building |  |  | 1st Floor |  |  | 207 |  |  | Rack-02 | VIVANCO | 15 | VSA.6615.01.10e | JAE26200RBB | 12 | DCH-1ST-FL00R-SW-01 | switch | CISCO | C9200-48T-E | Te1/1/2 | 10.60.48.13 | Spare
Yes | DCH |  |  | Customs Campus Area |  |  | Dhaka Customs House Building |  |  | 1st Floor |  |  | 207 |  |  | Rack-02 | VIVANCO | 15 | VSA.6615.01.10e | JAE26200RBB | 12 | DCH-1ST-FL00R-SW-01 | switch | CISCO | C9200-48T-E | Te1/1/3 | 10.60.48.13 | Spare
Yes | DCH |  |  | Customs Campus Area |  |  | Dhaka Customs House Building |  |  | 1st Floor |  |  | 207 |  |  | Rack-02 | VIVANCO | 15 | VSA.6615.01.10e | JAE26200RBB | 12 | DCH-1ST-FL00R-SW-01 | switch | CISCO | C9200-48T-E | Te1/1/4 | 10.60.48.13 | Spare
Dhaka Customs House Building
Yes | DCH |  |  | Customs Campus Area |  |  | Dhaka Customs House Building |  |  | 1st Floor |  |  | 207 |  |  | Rack-02 | VIVANCO | 15 | VSA.6615.01.10e | JAE26292P27 | 9 | DCH-1ST-FL00R-SW-02 | switch | CISCO | C9200-24T-E | GigabitEthernet1/0/1 | 10.60.48.26 | (Room-214)-DC_PC
Yes | DCH |  |  | Customs Campus Area |  |  | Dhaka Customs House Building |  |  | 1st Floor |  |  | 207 |  |  | Rack-02 | VIVANCO | 15 | VSA.6615.01.10e | JAE26292P27 | 9 | DCH-1ST-FL00R-SW-02 | switch | CISCO | C9200-24T-E | GigabitEthernet1/0/2 | 10.60.48.26 | Spare
Yes | DCH |  |  | Customs Campus Area |  |  | Dhaka Customs House Building |  |  | 1st Floor |  |  | 207 |  |  | Rack-02 | VIVANCO | 15 | VSA.6615.01.10e | JAE26292P27 | 9 | DCH-1ST-FL00R-SW-02 | switch | CISCO | C9200-24T-E | GigabitEthernet1/0/3 | 10.60.48.26 | Spare
Yes | DCH |  |  | Customs Campus Area |  |  | Dhaka Customs House Building |  |  | 1st Floor |  |  | 207 |  |  | Rack-02 | VIVANCO | 15 | VSA.6615.01.10e | JAE26292P27 | 9 | DCH-1ST-FL00R-SW-02 | switch | CISCO | C9200-24T-E | GigabitEthernet1/0/4 | 10.60.48.26 | Spare
Yes | DCH |  |  | Customs Campus Area |  |  | Dhaka Customs House Building |  |  | 1st Floor |  |  | 207 |  |  | Rack-02 | VIVANCO | 15 | VSA.6615.01.10e | JAE26292P27 | 9 | DCH-1ST-FL00R-SW-02 | switch | CISCO | C9200-24T-E | GigabitEthernet1/0/5 | 10.60.48.26 | Spare
Yes | DCH |  |  | Customs Campus Area |  |  | Dhaka Customs House Building |  |  | 1st Floor |  |  | 207 |  |  | Rack-02 | VIVANCO | 15 | VSA.6615.01.10e | JAE26292P27 | 9 | DCH-1ST-FL00R-SW-02 | switch | CISCO | C9200-24T-E | GigabitEthernet1/0/6 | 10.60.48.26 | Spare
Yes | DCH |  |  | Customs Campus Area |  |  | Dhaka Customs House Building |  |  | 1st Floor |  |  | 207 |  |  | Rack-02 | VIVANCO | 15 | VSA.6615.01.10e | JAE26292P27 | 9 | DCH-1ST-FL00R-SW-02 | switch | CISCO | C9200-24T-E | GigabitEthernet1/0/7 | 10.60.48.26 | Spare
Yes | DCH |  |  | Customs Campus Area |  |  | Dhaka Customs House Building |  |  | 1st Floor |  |  | 207 |  |  | Rack-02 | VIVANCO | 15 | VSA.6615.01.10e | JAE26292P27 | 9 | DCH-1ST-FL00R-SW-02 | switch | CISCO | C9200-24T-E | GigabitEthernet1/0/8 | 10.60.48.26 | Spare
Yes | DCH |  |  | Customs Campus Area |  |  | Dhaka Customs House Building |  |  | 1st Floor |  |  | 207 |  |  | Rack-02 | VIVANCO | 15 | VSA.6615.01.10e | JAE26292P27 | 9 | DCH-1ST-FL00R-SW-02 | switch | CISCO | C9200-24T-E | GigabitEthernet1/0/9 | 10.60.48.26 | Spare
Yes | DCH |  |  | Customs Campus Area |  |  | Dhaka Customs House Building |  |  | 1st Floor |  |  | 207 |  |  | Rack-02 | VIVANCO | 15 | VSA.6615.01.10e | JAE26292P27 | 9 | DCH-1ST-FL00R-SW-02 | switch | CISCO | C9200-24T-E | GigabitEthernet1/0/10 | 10.60.48.26 | Spare
Yes | DCH |  |  | Customs Campus Area |  |  | Dhaka Customs House Building |  |  | 1st Floor |  |  | 207 |  |  | Rack-02 | VIVANCO | 15 | VSA.6615.01.10e | JAE26292P27 | 9 | DCH-1ST-FL00R-SW-02 | switch | CISCO | C9200-24T-E | GigabitEthernet1/0/11 | 10.60.48.26 | Spare
Yes | DCH |  |  | Customs Campus Area |  |  | Dhaka Customs House Building |  |  | 1st Floor |  |  | 207 |  |  | Rack-02 | VIVANCO | 15 | VSA.6615.01.10e | JAE26292P27 | 9 | DCH-1ST-FL00R-SW-02 | switch | CISCO | C9200-24T-E | GigabitEthernet1/0/12 | 10.60.48.26 | Spare
Yes | DCH |  |  | Customs Campus Area |  |  | Dhaka Customs House Building |  |  | 1st Floor |  |  | 207 |  |  | Rack-02 | VIVANCO | 15 | VSA.6615.01.10e | JAE26292P27 | 9 | DCH-1ST-FL00R-SW-02 | switch | CISCO | C9200-24T-E | GigabitEthernet1/0/13 | 10.60.48.26 | Spare
Yes | DCH |  |  | Customs Campus Area |  |  | Dhaka Customs House Building |  |  | 1st Floor |  |  | 207 |  |  | Rack-02 | VIVANCO | 15 | VSA.6615.01.10e | JAE26292P27 | 9 | DCH-1ST-FL00R-SW-02 | switch | CISCO | C9200-24T-E | GigabitEthernet1/0/14 | 10.60.48.26 | Spare
Yes | DCH |  |  | Customs Campus Area |  |  | Dhaka Customs House Building |  |  | 1st Floor |  |  | 207 |  |  | Rack-02 | VIVANCO | 15 | VSA.6615.01.10e | JAE26292P27 | 9 | DCH-1ST-FL00R-SW-02 | switch | CISCO | C9200-24T-E | GigabitEthernet1/0/15 | 10.60.48.26 | Spare
Yes | DCH |  |  | Customs Campus Area |  |  | Dhaka Customs House Building |  |  | 1st Floor |  |  | 207 |  |  | Rack-02 | VIVANCO | 15 | VSA.6615.01.10e | JAE26292P27 | 9 | DCH-1ST-FL00R-SW-02 | switch | CISCO | C9200-24T-E | GigabitEthernet1/0/16 | 10.60.48.26 | Spare
Yes | DCH |  |  | Customs Campus Area |  |  | Dhaka Customs House Building |  |  | 1st Floor |  |  | 207 |  |  | Rack-02 | VIVANCO | 15 | VSA.6615.01.10e | JAE26292P27 | 9 | DCH-1ST-FL00R-SW-02 | switch | CISCO | C9200-24T-E | GigabitEthernet1/0/17 | 10.60.48.26 | Spare
Yes | DCH |  |  | Customs Campus Area |  |  | Dhaka Customs House Building |  |  | 1st Floor |  |  | 207 |  |  | Rack-02 | VIVANCO | 15 | VSA.6615.01.10e | JAE26292P27 | 9 | DCH-1ST-FL00R-SW-02 | switch | CISCO | C9200-24T-E | GigabitEthernet1/0/18 | 10.60.48.26 | Spare
Yes | DCH |  |  | Customs Campus Area |  |  | Dhaka Customs House Building |  |  | 1st Floor |  |  | 207 |  |  | Rack-02 | VIVANCO | 15 | VSA.6615.01.10e | JAE26292P27 | 9 | DCH-1ST-FL00R-SW-02 | switch | CISCO | C9200-24T-E | GigabitEthernet1/0/19 | 10.60.48.26 | Spare
Yes | DCH |  |  | Customs Campus Area |  |  | Dhaka Customs House Building |  |  | 1st Floor |  |  | 207 |  |  | Rack-02 | VIVANCO | 15 | VSA.6615.01.10e | JAE26292P27 | 9 | DCH-1ST-FL00R-SW-02 | switch | CISCO | C9200-24T-E | GigabitEthernet1/0/20 | 10.60.48.26 | Spare
Yes | DCH |  |  | Customs Campus Area |  |  | Dhaka Customs House Building |  |  | 1st Floor |  |  | 207 |  |  | Rack-02 | VIVANCO | 15 | VSA.6615.01.10e | JAE26292P27 | 9 | DCH-1ST-FL00R-SW-02 | switch | CISCO | C9200-24T-E | GigabitEthernet1/0/21 | 10.60.48.26 | ***
Yes | DCH |  |  | Customs Campus Area |  |  | Dhaka Customs House Building |  |  | 1st Floor |  |  | 207 |  |  | Rack-02 | VIVANCO | 15 | VSA.6615.01.10e | JAE26292P27 | 9 | DCH-1ST-FL00R-SW-02 | switch | CISCO | C9200-24T-E | GigabitEthernet1/0/22 | 10.60.48.26 | Spare
Yes | DCH |  |  | Customs Campus Area |  |  | Dhaka Customs House Building |  |  | 1st Floor |  |  | 207 |  |  | Rack-02 | VIVANCO | 15 | VSA.6615.01.10e | JAE26292P27 | 9 | DCH-1ST-FL00R-SW-02 | switch | CISCO | C9200-24T-E | GigabitEthernet1/0/23 | 10.60.48.26
Yes | DCH |  |  | Customs Campus Area |  |  | Dhaka Customs House Building |  |  | 1st Floor |  |  | 207 |  |  | Rack-02 | VIVANCO | 15 | VSA.6615.01.10e | JAE26292P27 | 9 | DCH-1ST-FL00R-SW-02 | switch | CISCO | C9200-24T-E | GigabitEthernet1/0/24 | 10.60.48.26
Yes | DCH |  |  | Customs Campus Area |  |  | Dhaka Customs House Building |  |  | 1st Floor |  |  | 207 |  |  | Rack-02 | VIVANCO | 15 | VSA.6615.01.10e | JAE26292P27 | 9 | DCH-1ST-FL00R-SW-02 | switch | CISCO | C9200-24T-E | Te1/1/1 | 10.60.48.26
Yes | DCH |  |  | Customs Campus Area |  |  | Dhaka Customs House Building |  |  | 1st Floor |  |  | 207 |  |  | Rack-02 | VIVANCO | 15 | VSA.6615.01.10e | JAE26292P27 | 9 | DCH-1ST-FL00R-SW-02 | switch | CISCO | C9200-24T-E | Te1/1/2 | 10.60.48.26
Yes | DCH |  |  | Customs Campus Area |  |  | Dhaka Customs House Building |  |  | 1st Floor |  |  | 207 |  |  | Rack-02 | VIVANCO | 15 | VSA.6615.01.10e | JAE26292P27 | 9 | DCH-1ST-FL00R-SW-02 | switch | CISCO | C9200-24T-E | Te1/1/3 | 10.60.48.26 | Uplink-01
Yes | DCH |  |  | Customs Campus Area |  |  | Dhaka Customs House Building |  |  | 1st Floor |  |  | 207 |  |  | Rack-02 | VIVANCO | 15 | VSA.6615.01.10e | JAE26292P27 | 9 | DCH-1ST-FL00R-SW-02 | switch | CISCO | C9200-24T-E | Te1/1/4 | 10.60.48.26 | Uplink-02
Yes | DCH |  |  | Customs Campus Area |  |  | Dhaka Customs House Building |  |  | 2nd Floor | ... | [...] | Hall Room |  |  | Rack-03 | VIVANCO | 15 | VSA.6615.01.10e | JAE26200NGZ | 12 | DCH_2nd_Floor_SW-01 | switch | CISCO | C9200-48T-E | GigabitEthernet1/0/1 | 10.60.48.14 | (Team-9)_ARO_PC
Yes | DCH |  |  | Customs Campus Area |  |  | Dhaka Customs House Building |  |  | 2nd Floor |  |  | Hall Room |  |  | Rack-03 | VIVANCO | 15 | VSA.6615.01.10e | JAE26200NGZ | 12 | DCH_2nd_Floor_SW-01 | switch | CISCO | C9200-48T-E | GigabitEthernet1/0/2 | 10.60.48.14 | (IM4-G3)_ARO_PC
Yes | DCH |  |  | Customs Campus Area |  |  | Dhaka Customs House Building |  |  | 2nd Floor |  |  | Hall Room |  |  | Rack-03 | VIVANCO | 15 | VSA.6615.01.10e | JAE26200NGZ | 12 | DCH_2nd_Floor_SW-01 | switch | CISCO | C9200-48T-E | GigabitEthernet1/0/3 | 10.60.48.14 | (Team-9)_ARO_PC
Yes | DCH |  |  | Customs Campus Area |  |  | Dhaka Customs House Building |  |  | 2nd Floor |  |  | Hall Room |  |  | Rack-03 | VIVANCO | 15 | VSA.6615.01.10e | JAE26200NGZ | 12 | DCH_2nd_Floor_SW-01 | switch | CISCO | C9200-48T-E | GigabitEthernet1/0/4 | 10.60.48.14 | Spare
Yes | DCH |  |  | Customs Campus Area |  |  | Dhaka Customs House Building |  |  | 2nd Floor |  |  | Hall Room |  |  | Rack-03 | VIVANCO | 15 | VSA.6615.01.10e | JAE26200NGZ | 12 | DCH_2nd_Floor_SW-01 | switch | CISCO | C9200-48T-E | GigabitEthernet1/0/5 | 10.60.48.14 | (Team-7)_RO_PC
Yes | DCH |  |  | Customs Campus Area |  |  | Dhaka Customs House Building |  |  | 2nd Floor |  |  | Hall Room |  |  | Rack-03 | VIVANCO | 15 | VSA.6615.01.10e | JAE26200NGZ | 12 | DCH_2nd_Floor_SW-01 | switch | CISCO | C9200-48T-E | GigabitEthernet1/0/6 | 10.60.48.14
Yes | DCH |  |  | Customs Campus Area |  |  | Dhaka Customs House Building |  |  | 2nd Floor |  |  | Hall Room |  |  | Rack-03 | VIVANCO | 15 | VSA.6615.01.10e | JAE26200NGZ | 12 | DCH_2nd_Floor_SW-01 | switch | CISCO | C9200-48T-E | GigabitEthernet1/0/7 | 10.60.48.14
Yes | DCH |  |  | Customs Campus Area |  |  | Dhaka Customs House Building |  |  | 2nd Floor |  |  | Hall Room |  |  | Rack-03 | VIVANCO | 15 | VSA.6615.01.10e | JAE26200NGZ | 12 | DCH_2nd_Floor_SW-01 | switch | CISCO | C9200-48T-E | GigabitEthernet1/0/8 | 10.60.48.14
Yes | DCH |  |  | Customs Campus Area |  |  | Dhaka Customs House Building |  |  | 2nd Floor |  |  | Hall Room |  |  | Rack-03 | VIVANCO | 15 | VSA.6615.01.10e | JAE26200NGZ | 12 | DCH_2nd_Floor_SW-01 | switch | CISCO | C9200-48T-E | GigabitEthernet1/0/9 | 10.60.48.14 | (Team-6)_ARO_PC
Yes | DCH |  |  | Customs Campus Area |  |  | Dhaka Customs House Building |  |  | 2nd Floor |  |  | Hall Room |  |  | Rack-03 | VIVANCO | 15 | VSA.6615.01.10e | JAE26200NGZ | 12 | DCH_2nd_Floor_SW-01 | switch | CISCO | C9200-48T-E | GigabitEthernet1/0/10 | 10.60.48.14 | Spare
Yes | DCH |  |  | Customs Campus Area |  |  | Dhaka Customs House Building |  |  | 2nd Floor |  |  | Hall Room |  |  | Rack-03 | VIVANCO | 15 | VSA.6615.01.10e | JAE26200NGZ | 12 | DCH_2nd_Floor_SW-01 | switch | CISCO | C9200-48T-E | GigabitEthernet1/0/11 | 10.60.48.14 | (Team-3)_RO_Printer
Yes | DCH |  |  | Customs Campus Area |  |  | Dhaka Customs House Building |  |  | 2nd Floor |  |  | Hall Room |  |  | Rack-03 | VIVANCO | 15 | VSA.6615.01.10e | JAE26200NGZ | 12 | DCH_2nd_Floor_SW-01 | switch | CISCO | C9200-48T-E | GigabitEthernet1/0/12 | 10.60.48.14 | Confarance_Room-AP
Yes | DCH |  |  | Customs Campus Area |  |  | Dhaka Customs House Building |  |  | 2nd Floor |  |  | Hall Room |  |  | Rack-03 | VIVANCO | 15 | VSA.6615.01.10e | JAE26200NGZ | 12 | DCH_2nd_Floor_SW-01 | switch | CISCO | C9200-48T-E | GigabitEthernet1/0/13 | 10.60.48.14
Yes | DCH |  |  | Customs Campus Area |  |  | Dhaka Customs House Building |  |  | 2nd Floor |  |  | Hall Room |  |  | Rack-03 | VIVANCO | 15 | VSA.6615.01.10e | JAE26200NGZ | 12 | DCH_2nd_Floor_SW-01 | switch | CISCO | C9200-48T-E | GigabitEthernet1/0/14 | 10.60.48.14 | Spare
Yes | DCH |  |  | Customs Campus Area |  |  | Dhaka Customs House Building |  |  | 2nd Floor |  |  | Hall Room |  |  | Rack-03 | VIVANCO | 15 | VSA.6615.01.10e | JAE26200NGZ | 12 | DCH_2nd_Floor_SW-01 | switch | CISCO | C9200-48T-E | GigabitEthernet1/0/15 | 10.60.48.14
Yes | DCH |  |  | Customs Campus Area |  |  | Dhaka Customs House Building |  |  | 2nd Floor |  |  | Hall Room |  |  | Rack-03 | VIVANCO | 15 | VSA.6615.01.10e | JAE26200NGZ | 12 | DCH_2nd_Floor_SW-01 | switch | CISCO | C9200-48T-E | GigabitEthernet1/0/16 | 10.60.48.14 | Spare
Yes | DCH |  |  | Customs Campus Area |  |  | Dhaka Customs House Building |  |  | 2nd Floor |  |  | Hall Room |  |  | Rack-03 | VIVANCO | 15 | VSA.6615.01.10e | JAE26200NGZ | 12 | DCH_2nd_Floor_SW-01 | switch | CISCO | C9200-48T-E | GigabitEthernet1/0/17 | 10.60.48.14 | (Team-2)_RO_Printer
Yes | DCH |  |  | Customs Campus Area |  |  | Dhaka Customs House Building |  |  | 2nd Floor |  |  | Hall Room |  |  | Rack-03 | VIVANCO | 15 | VSA.6615.01.10e | JAE26200NGZ | 12 | DCH_2nd_Floor_SW-01 | switch | CISCO | C9200-48T-E | GigabitEthernet1/0/18 | 10.60.48.14 | Spare
Yes | DCH |  |  | Customs Campus Area |  |  | Dhaka Customs House Building |  |  | 2nd Floor |  |  | Hall Room |  |  | Rack-03 | VIVANCO | 15 | VSA.6615.01.10e | JAE26200NGZ | 12 | DCH_2nd_Floor_SW-01 | switch | CISCO | C9200-48T-E | GigabitEthernet1/0/19 | 10.60.48.14 | (Team-7)_ARO_PC
Yes | DCH |  |  | Customs Campus Area |  |  | Dhaka Customs House Building |  |  | 2nd Floor |  |  | Hall Room |  |  | Rack-03 | VIVANCO | 15 | VSA.6615.01.10e | JAE26200NGZ | 12 | DCH_2nd_Floor_SW-01 | switch | CISCO | C9200-48T-E | GigabitEthernet1/0/20 | 10.60.48.14 | Spare
Yes | DCH |  |  | Customs Campus Area |  |  | Dhaka Customs House Building |  |  | 2nd Floor |  |  | Hall Room |  |  | Rack-03 | VIVANCO | 15 | VSA.6615.01.10e | JAE26200NGZ | 12 | DCH_2nd_Floor_SW-01 | switch | CISCO | C9200-48T-E | GigabitEthernet1/0/21 | 10.60.48.14
Yes | DCH |  |  | Customs Campus Area |  |  | Dhaka Customs House Building |  |  | 2nd Floor |  |  | Hall Room |  |  | Rack-03 | VIVANCO | 15 | VSA.6615.01.10e | JAE26200NGZ | 12 | DCH_2nd_Floor_SW-01 | switch | CISCO | C9200-48T-E | GigabitEthernet1/0/22 | 10.60.48.14
Yes | DCH |  |  | Customs Campus Area |  |  | Dhaka Customs House Building |  |  | 2nd Floor |  |  | Hall Room |  |  | Rack-03 | VIVANCO | 15 | VSA.6615.01.10e | JAE26200NGZ | 12 | DCH_2nd_Floor_SW-01 | switch | CISCO | C9200-48T-E | GigabitEthernet1/0/23 | 10.60.48.14
Yes | DCH |  |  | Customs Campus Area |  |  | Dhaka Customs House Building |  |  | 2nd Floor |  |  | Hall Room |  |  | Rack-03 | VIVANCO | 15 | VSA.6615.01.10e | JAE26200NGZ | 12 | DCH_2nd_Floor_SW-01 | switch | CISCO | C9200-48T-E | GigabitEthernet1/0/24 | 10.60.48.14 | (Team-6)_ARO_PC
Yes | DCH |  |  | Customs Campus Area |  |  | Dhaka Customs House Building |  |  | 2nd Floor |  |  | Hall Room |  |  | Rack-03 | VIVANCO | 15 | VSA.6615.01.10e | JAE26200NGZ | 12 | DCH_2nd_Floor_SW-01 | switch | CISCO | C9200-48T-E | GigabitEthernet1/0/25 | 10.60.48.14 | (Team-3)_RO_PC
Yes | DCH |  |  | Customs Campus Area |  |  | Dhaka Customs House Building |  |  | 2nd Floor |  |  | Hall Room |  |  | Rack-03 | VIVANCO | 15 | VSA.6615.01.10e | JAE26200NGZ | 12 | DCH_2nd_Floor_SW-01 | switch | CISCO | C9200-48T-E | GigabitEthernet1/0/26 | 10.60.48.14 | Spare
Yes | DCH |  |  | Customs Campus Area |  |  | Dhaka Customs House Building |  |  | 2nd Floor |  |  | Hall Room |  |  | Rack-03 | VIVANCO | 15 | VSA.6615.01.10e | JAE26200NGZ | 12 | DCH_2nd_Floor_SW-01 | switch | CISCO | C9200-48T-E | GigabitEthernet1/0/27 | 10.60.48.14
Yes | DCH |  |  | Customs Campus Area |  |  | Dhaka Customs House Building |  |  | 2nd Floor |  |  | Hall Room |  |  | Rack-03 | VIVANCO | 15 | VSA.6615.01.10e | JAE26200NGZ | 12 | DCH_2nd_Floor_SW-01 | switch | CISCO | C9200-48T-E | GigabitEthernet1/0/28 | 10.60.48.14 | Spare
Yes | DCH |  |  | Customs Campus Area |  |  | Dhaka Customs House Building |  |  | 2nd Floor |  |  | Hall Room |  |  | Rack-03 | VIVANCO | 15 | VSA.6615.01.10e | JAE26200NGZ | 12 | DCH_2nd_Floor_SW-01 | switch | CISCO | C9200-48T-E | GigabitEthernet1/0/29 | 10.60.48.14
Yes | DCH |  |  | Customs Campus Area |  |  | Dhaka Customs House Building |  |  | 2nd Floor |  |  | Hall Room |  |  | Rack-03 | VIVANCO | 15 | VSA.6615.01.10e | JAE26200NGZ | 12 | DCH_2nd_Floor_SW-01 | switch | CISCO | C9200-48T-E | GigabitEthernet1/0/30 | 10.60.48.14
Yes | DCH |  |  | Customs Campus Area |  |  | Dhaka Customs House Building |  |  | 2nd Floor |  |  | Hall Room |  |  | Rack-03 | VIVANCO | 15 | VSA.6615.01.10e | JAE26200NGZ | 12 | DCH_2nd_Floor_SW-01 | switch | CISCO | C9200-48T-E | GigabitEthernet1/0/31 | 10.60.48.14 | (Team-4)_ARO_PC
Yes | DCH |  |  | Customs Campus Area |  |  | Dhaka Customs House Building |  |  | 2nd Floor |  |  | Hall Room |  |  | Rack-03 | VIVANCO | 15 | VSA.6615.01.10e | JAE26200NGZ | 12 | DCH_2nd_Floor_SW-01 | switch | CISCO | C9200-48T-E | GigabitEthernet1/0/32 | 10.60.48.14
Yes | DCH |  |  | Customs Campus Area |  |  | Dhaka Customs House Building |  |  | 2nd Floor |  |  | Hall Room |  |  | Rack-03 | VIVANCO | 15 | VSA.6615.01.10e | JAE26200NGZ | 12 | DCH_2nd_Floor_SW-01 | switch | CISCO | C9200-48T-E | GigabitEthernet1/0/33 | 10.60.48.14
Yes | DCH |  |  | Customs Campus Area |  |  | Dhaka Customs House Building |  |  | 2nd Floor |  |  | Hall Room |  |  | Rack-03 | VIVANCO | 15 | VSA.6615.01.10e | JAE26200NGZ | 12 | DCH_2nd_Floor_SW-01 | switch | CISCO | C9200-48T-E | GigabitEthernet1/0/34 | 10.60.48.14 | Spare
Yes | DCH |  |  | Customs Campus Area |  |  | Dhaka Customs House Building |  |  | 2nd Floor |  |  | Hall Room |  |  | Rack-03 | VIVANCO | 15 | VSA.6615.01.10e | JAE26200NGZ | 12 | DCH_2nd_Floor_SW-01 | switch | CISCO | C9200-48T-E | GigabitEthernet1/0/35 | 10.60.48.14 | (Team-5)_ARO_PC
Yes | DCH |  |  | Customs Campus Area |  |  | Dhaka Customs House Building |  |  | 2nd Floor |  |  | Hall Room |  |  | Rack-03 | VIVANCO | 15 | VSA.6615.01.10e | JAE26200NGZ | 12 | DCH_2nd_Floor_SW-01 | switch | CISCO | C9200-48T-E | GigabitEthernet1/0/36 | 10.60.48.14
Yes | DCH |  |  | Customs Campus Area |  |  | Dhaka Customs House Building |  |  | 2nd Floor |  |  | Hall Room |  |  | Rack-03 | VIVANCO | 15 | VSA.6615.01.10e | JAE26200NGZ | 12 | DCH_2nd_Floor_SW-01 | switch | CISCO | C9200-48T-E | GigabitEthernet1/0/37 | 10.60.48.14
Yes | DCH |  |  | Customs Campus Area |  |  | Dhaka Customs House Building |  |  | 2nd Floor |  |  | Hall Room |  |  | Rack-03 | VIVANCO | 15 | VSA.6615.01.10e | JAE26200NGZ | 12 | DCH_2nd_Floor_SW-01 | switch | CISCO | C9200-48T-E | GigabitEthernet1/0/38 | 10.60.48.14
Yes | DCH |  |  | Customs Campus Area |  |  | Dhaka Customs House Building |  |  | 2nd Floor |  |  | Hall Room |  |  | Rack-03 | VIVANCO | 15 | VSA.6615.01.10e | JAE26200NGZ | 12 | DCH_2nd_Floor_SW-01 | switch | CISCO | C9200-48T-E | GigabitEthernet1/0/39 | 10.60.48.14 | (Team-6)_RO_PC
Yes | DCH |  |  | Customs Campus Area |  |  | Dhaka Customs House Building |  |  | 2nd Floor |  |  | Hall Room |  |  | Rack-03 | VIVANCO | 15 | VSA.6615.01.10e | JAE26200NGZ | 12 | DCH_2nd_Floor_SW-01 | switch | CISCO | C9200-48T-E | GigabitEthernet1/0/40 | 10.60.48.14
Yes | DCH |  |  | Customs Campus Area |  |  | Dhaka Customs House Building |  |  | 2nd Floor |  |  | Hall Room |  |  | Rack-03 | VIVANCO | 15 | VSA.6615.01.10e | JAE26200NGZ | 12 | DCH_2nd_Floor_SW-01 | switch | CISCO | C9200-48T-E | GigabitEthernet1/0/41 | 10.60.48.14 | Spare
Yes | DCH |  |  | Customs Campus Area |  |  | Dhaka Customs House Building |  |  | 2nd Floor |  |  | Hall Room |  |  | Rack-03 | VIVANCO | 15 | VSA.6615.01.10e | JAE26200NGZ | 12 | DCH_2nd_Floor_SW-01 | switch | CISCO | C9200-48T-E | GigabitEthernet1/0/42 | 10.60.48.14
Yes | DCH |  |  | Customs Campus Area |  |  | Dhaka Customs House Building |  |  | 2nd Floor |  |  | Hall Room |  |  | Rack-03 | VIVANCO | 15 | VSA.6615.01.10e | JAE26200NGZ | 12 | DCH_2nd_Floor_SW-01 | switch | CISCO | C9200-48T-E | GigabitEthernet1/0/43 | 10.60.48.14 | (Team-6)_ARO_PC
Yes | DCH |  |  | Customs Campus Area |  |  | Dhaka Customs House Building |  |  | 2nd Floor |  |  | Hall Room |  |  | Rack-03 | VIVANCO | 15 | VSA.6615.01.10e | JAE26200NGZ | 12 | DCH_2nd_Floor_SW-01 | switch | CISCO | C9200-48T-E | GigabitEthernet1/0/44 | 10.60.48.14 | (Team-8)_ARO_PC
Yes | DCH |  |  | Customs Campus Area |  |  | Dhaka Customs House Building |  |  | 2nd Floor |  |  | Hall Room |  |  | Rack-03 | VIVANCO | 15 | VSA.6615.01.10e | JAE26200NGZ | 12 | DCH_2nd_Floor_SW-01 | switch | CISCO | C9200-48T-E | GigabitEthernet1/0/45 | 10.60.48.14
Yes | DCH |  |  | Customs Campus Area |  |  | Dhaka Customs House Building |  |  | 2nd Floor |  |  | Hall Room |  |  | Rack-03 | VIVANCO | 15 | VSA.6615.01.10e | JAE26200NGZ | 12 | DCH_2nd_Floor_SW-01 | switch | CISCO | C9200-48T-E | GigabitEthernet1/0/46 | 10.60.48.14
Yes | DCH |  |  | Customs Campus Area |  |  | Dhaka Customs House Building |  |  | 2nd Floor |  |  | Hall Room |  |  | Rack-03 | VIVANCO | 15 | VSA.6615.01.10e | JAE26200NGZ | 12 | DCH_2nd_Floor_SW-01 | switch | CISCO | C9200-48T-E | GigabitEthernet1/0/47 | 10.60.48.14 | Spare
Yes | DCH |  |  | Customs Campus Area |  |  | Dhaka Customs House Building |  |  | 2nd Floor |  |  | Hall Room |  |  | Rack-03 | VIVANCO | 15 | VSA.6615.01.10e | JAE26200NGZ | 12 | DCH_2nd_Floor_SW-01 | switch | CISCO | C9200-48T-E | GigabitEthernet1/0/48 | 10.60.48.14 | Spare
Yes | DCH |  |  | Customs Campus Area |  |  | Dhaka Customs House Building |  |  | 2nd Floor |  |  | Hall Room |  |  | Rack-03 | VIVANCO | 15 | VSA.6615.01.10e | JAE26200NGZ | 12 | DCH_2nd_Floor_SW-01 | switch | CISCO | C9200-48T-E | Te1/1/1 | 10.60.48.14
Yes | DCH |  |  | Customs Campus Area |  |  | Dhaka Customs House Building |  |  | 2nd Floor |  |  | Hall Room |  |  | Rack-03 | VIVANCO | 15 | VSA.6615.01.10e | JAE26200NGZ | 12 | DCH_2nd_Floor_SW-01 | switch | CISCO | C9200-48T-E | Te1/1/2 | 10.60.48.14
Yes | DCH |  |  | Customs Campus Area |  |  | Dhaka Customs House Building |  |  | 2nd Floor |  |  | Hall Room |  |  | Rack-03 | VIVANCO | 15 | VSA.6615.01.10e | JAE26200NGZ | 12 | DCH_2nd_Floor_SW-01 | switch | CISCO | C9200-48T-E | Te1/1/3 | 10.60.48.14 | Uplink-01
Yes | DCH |  |  | Customs Campus Area |  |  | Dhaka Customs House Building |  |  | 2nd Floor |  |  | Hall Room |  |  | Rack-03 | VIVANCO | 15 | VSA.6615.01.10e | JAE26200NGZ | 12 | DCH_2nd_Floor_SW-01 | switch | CISCO | C9200-48T-E | Te1/1/4 | 10.60.48.14 | Uplink-02
Yes | DCH |  |  | Customs Campus Area |  |  | Dhaka Customs House Building |  |  | 2nd Floor |  |  | Hall Room |  |  | Rack-03 | VIVANCO | 15 | VSA.6615.01.10e | JAE2617038U | 8 | DCH_2nd_Floor_SW-02 | switch | CISCO | C9200-48T-E | GigabitEthernet1/0/1 | 10.60.48.15
Yes | DCH |  |  | Customs Campus Area |  |  | Dhaka Customs House Building |  |  | 2nd Floor |  |  | Hall Room |  |  | Rack-03 | VIVANCO | 15 | VSA.6615.01.10e | JAE2617038U | 8 | DCH_2nd_Floor_SW-02 | switch | CISCO | C9200-48T-E | GigabitEthernet1/0/2 | 10.60.48.15
Yes | DCH |  |  | Customs Campus Area |  |  | Dhaka Customs House Building |  |  | 2nd Floor |  |  | Hall Room |  |  | Rack-03 | VIVANCO | 15 | VSA.6615.01.10e | JAE2617038U | 8 | DCH_2nd_Floor_SW-02 | switch | CISCO | C9200-48T-E | GigabitEthernet1/0/3 | 10.60.48.15
Yes | DCH |  |  | Customs Campus Area |  |  | Dhaka Customs House Building |  |  | 2nd Floor |  |  | Hall Room |  |  | Rack-03 | VIVANCO | 15 | VSA.6615.01.10e | JAE2617038U | 8 | DCH_2nd_Floor_SW-02 | switch | CISCO | C9200-48T-E | GigabitEthernet1/0/4 | 10.60.48.15 | Spare
Yes | DCH |  |  | Customs Campus Area |  |  | Dhaka Customs House Building |  |  | 2nd Floor |  |  | Hall Room |  |  | Rack-03 | VIVANCO | 15 | VSA.6615.01.10e | JAE2617038U | 8 | DCH_2nd_Floor_SW-02 | switch | CISCO | C9200-48T-E | GigabitEthernet1/0/5 | 10.60.48.15 | Spare
Yes | DCH |  |  | Customs Campus Area |  |  | Dhaka Customs House Building |  |  | 2nd Floor |  |  | Hall Room |  |  | Rack-03 | VIVANCO | 15 | VSA.6615.01.10e | JAE2617038U | 8 | DCH_2nd_Floor_SW-02 | switch | CISCO | C9200-48T-E | GigabitEthernet1/0/6 | 10.60.48.15
Yes | DCH |  |  | Customs Campus Area |  |  | Dhaka Customs House Building |  |  | 2nd Floor |  |  | Hall Room |  |  | Rack-03 | VIVANCO | 15 | VSA.6615.01.10e | JAE2617038U | 8 | DCH_2nd_Floor_SW-02 | switch | CISCO | C9200-48T-E | GigabitEthernet1/0/7 | 10.60.48.15
Yes | DCH |  |  | Customs Campus Area |  |  | Dhaka Customs House Building |  |  | 2nd Floor |  |  | Hall Room |  |  | Rack-03 | VIVANCO | 15 | VSA.6615.01.10e | JAE2617038U | 8 | DCH_2nd_Floor_SW-02 | switch | CISCO | C9200-48T-E | GigabitEthernet1/0/8 | 10.60.48.15
Yes | DCH |  |  | Customs Campus Area |  |  | Dhaka Customs House Building |  |  | 2nd Floor |  |  | Hall Room |  |  | Rack-03 | VIVANCO | 15 | VSA.6615.01.10e | JAE2617038U | 8 | DCH_2nd_Floor_SW-02 | switch | CISCO | C9200-48T-E | GigabitEthernet1/0/9 | 10.60.48.15
Yes | DCH |  |  | Customs Campus Area |  |  | Dhaka Customs House Building |  |  | 2nd Floor |  |  | Hall Room |  |  | Rack-03 | VIVANCO | 15 | VSA.6615.01.10e | JAE2617038U | 8 | DCH_2nd_Floor_SW-02 | switch | CISCO | C9200-48T-E | GigabitEthernet1/0/10 | 10.60.48.15 | Spare
Yes | DCH |  |  | Customs Campus Area |  |  | Dhaka Customs House Building |  |  | 2nd Floor |  |  | Hall Room |  |  | Rack-03 | VIVANCO | 15 | VSA.6615.01.10e | JAE2617038U | 8 | DCH_2nd_Floor_SW-02 | switch | CISCO | C9200-48T-E | GigabitEthernet1/0/11 | 10.60.48.15
Yes | DCH |  |  | Customs Campus Area |  |  | Dhaka Customs House Building |  |  | 2nd Floor |  |  | Hall Room |  |  | Rack-03 | VIVANCO | 15 | VSA.6615.01.10e | JAE2617038U | 8 | DCH_2nd_Floor_SW-02 | switch | CISCO | C9200-48T-E | GigabitEthernet1/0/12 | 10.60.48.15
Yes | DCH |  |  | Customs Campus Area |  |  | Dhaka Customs House Building |  |  | 2nd Floor |  |  | Hall Room |  |  | Rack-03 | VIVANCO | 15 | VSA.6615.01.10e | JAE2617038U | 8 | DCH_2nd_Floor_SW-02 | switch | CISCO | C9200-48T-E | GigabitEthernet1/0/13 | 10.60.48.15
Yes | DCH |  |  | Customs Campus Area |  |  | Dhaka Customs House Building |  |  | 2nd Floor |  |  | Hall Room |  |  | Rack-03 | VIVANCO | 15 | VSA.6615.01.10e | JAE2617038U | 8 | DCH_2nd_Floor_SW-02 | switch | CISCO | C9200-48T-E | GigabitEthernet1/0/14 | 10.60.48.15 | Spare
Yes | DCH |  |  | Customs Campus Area |  |  | Dhaka Customs House Building |  |  | 2nd Floor |  |  | Hall Room |  |  | Rack-03 | VIVANCO | 15 | VSA.6615.01.10e | JAE2617038U | 8 | DCH_2nd_Floor_SW-02 | switch | CISCO | C9200-48T-E | GigabitEthernet1/0/15 | 10.60.48.15
Yes | DCH |  |  | Customs Campus Area |  |  | Dhaka Customs House Building |  |  | 2nd Floor |  |  | Hall Room |  |  | Rack-03 | VIVANCO | 15 | VSA.6615.01.10e | JAE2617038U | 8 | DCH_2nd_Floor_SW-02 | switch | CISCO | C9200-48T-E | GigabitEthernet1/0/16 | 10.60.48.15 | Spare
Yes | DCH |  |  | Customs Campus Area |  |  | Dhaka Customs House Building |  |  | 2nd Floor |  |  | Hall Room |  |  | Rack-03 | VIVANCO | 15 | VSA.6615.01.10e | JAE2617038U | 8 | DCH_2nd_Floor_SW-02 | switch | CISCO | C9200-48T-E | GigabitEthernet1/0/17 | 10.60.48.15 | Spare
Yes | DCH |  |  | Customs Campus Area |  |  | Dhaka Customs House Building |  |  | 2nd Floor |  |  | Hall Room |  |  | Rack-03 | VIVANCO | 15 | VSA.6615.01.10e | JAE2617038U | 8 | DCH_2nd_Floor_SW-02 | switch | CISCO | C9200-48T-E | GigabitEthernet1/0/18 | 10.60.48.15 | Spare
Yes | DCH |  |  | Customs Campus Area |  |  | Dhaka Customs House Building |  |  | 2nd Floor |  |  | Hall Room |  |  | Rack-03 | VIVANCO | 15 | VSA.6615.01.10e | JAE2617038U | 8 | DCH_2nd_Floor_SW-02 | switch | CISCO | C9200-48T-E | GigabitEthernet1/0/19 | 10.60.48.15 | Spare
Yes | DCH |  |  | Customs Campus Area |  |  | Dhaka Customs House Building |  |  | 2nd Floor |  |  | Hall Room |  |  | Rack-03 | VIVANCO | 15 | VSA.6615.01.10e | JAE2617038U | 8 | DCH_2nd_Floor_SW-02 | switch | CISCO | C9200-48T-E | GigabitEthernet1/0/20 | 10.60.48.15 | Spare
Yes | DCH |  |  | Customs Campus Area |  |  | Dhaka Customs House Building |  |  | 2nd Floor |  |  | Hall Room |  |  | Rack-03 | VIVANCO | 15 | VSA.6615.01.10e | JAE2617038U | 8 | DCH_2nd_Floor_SW-02 | switch | CISCO | C9200-48T-E | GigabitEthernet1/0/21 | 10.60.48.15 | Spare
Yes | DCH |  |  | Customs Campus Area |  |  | Dhaka Customs House Building |  |  | 2nd Floor |  |  | Hall Room |  |  | Rack-03 | VIVANCO | 15 | VSA.6615.01.10e | JAE2617038U | 8 | DCH_2nd_Floor_SW-02 | switch | CISCO | C9200-48T-E | GigabitEthernet1/0/22 | 10.60.48.15 | Spare
Yes | DCH |  |  | Customs Campus Area |  |  | Dhaka Customs House Building |  |  | 2nd Floor |  |  | Hall Room |  |  | Rack-03 | VIVANCO | 15 | VSA.6615.01.10e | JAE2617038U | 8 | DCH_2nd_Floor_SW-02 | switch | CISCO | C9200-48T-E | GigabitEthernet1/0/23 | 10.60.48.15 | Spare
Yes | DCH |  |  | Customs Campus Area |  |  | Dhaka Customs House Building |  |  | 2nd Floor |  |  | Hall Room |  |  | Rack-03 | VIVANCO | 15 | VSA.6615.01.10e | JAE2617038U | 8 | DCH_2nd_Floor_SW-02 | switch | CISCO | C9200-48T-E | GigabitEthernet1/0/24 | 10.60.48.15 | Spare
Yes | DCH |  |  | Customs Campus Area |  |  | Dhaka Customs House Building |  |  | 2nd Floor |  |  | Hall Room |  |  | Rack-03 | VIVANCO | 15 | VSA.6615.01.10e | JAE2617038U | 8 | DCH_2nd_Floor_SW-02 | switch | CISCO | C9200-48T-E | GigabitEthernet1/0/25 | 10.60.48.15 | Spare
Yes | DCH |  |  | Customs Campus Area |  |  | Dhaka Customs House Building |  |  | 2nd Floor |  |  | Hall Room |  |  | Rack-03 | VIVANCO | 15 | VSA.6615.01.10e | JAE2617038U | 8 | DCH_2nd_Floor_SW-02 | switch | CISCO | C9200-48T-E | GigabitEthernet1/0/26 | 10.60.48.15
Yes | DCH |  |  | Customs Campus Area |  |  | Dhaka Customs House Building |  |  | 2nd Floor |  |  | Hall Room |  |  | Rack-03 | VIVANCO | 15 | VSA.6615.01.10e | JAE2617038U | 8 | DCH_2nd_Floor_SW-02 | switch | CISCO | C9200-48T-E | GigabitEthernet1/0/27 | 10.60.48.15 | Spare
Yes | DCH |  |  | Customs Campus Area |  |  | Dhaka Customs House Building |  |  | 2nd Floor |  |  | Hall Room |  |  | Rack-03 | VIVANCO | 15 | VSA.6615.01.10e | JAE2617038U | 8 | DCH_2nd_Floor_SW-02 | switch | CISCO | C9200-48T-E | GigabitEthernet1/0/28 | 10.60.48.15 | Spare
Yes | DCH |  |  | Customs Campus Area |  |  | Dhaka Customs House Building |  |  | 2nd Floor |  |  | Hall Room |  |  | Rack-03 | VIVANCO | 15 | VSA.6615.01.10e | JAE2617038U | 8 | DCH_2nd_Floor_SW-02 | switch | CISCO | C9200-48T-E | GigabitEthernet1/0/29 | 10.60.48.15 | (Team-1)_RO_Printer
Yes | DCH |  |  | Customs Campus Area |  |  | Dhaka Customs House Building |  |  | 2nd Floor |  |  | Hall Room |  |  | Rack-03 | VIVANCO | 15 | VSA.6615.01.10e | JAE2617038U | 8 | DCH_2nd_Floor_SW-02 | switch | CISCO | C9200-48T-E | GigabitEthernet1/0/30 | 10.60.48.15
Yes | DCH |  |  | Customs Campus Area |  |  | Dhaka Customs House Building |  |  | 2nd Floor |  |  | Hall Room |  |  | Rack-03 | VIVANCO | 15 | VSA.6615.01.10e | JAE2617038U | 8 | DCH_2nd_Floor_SW-02 | switch | CISCO | C9200-48T-E | GigabitEthernet1/0/31 | 10.60.48.15
Yes | DCH |  |  | Customs Campus Area |  |  | Dhaka Customs House Building |  |  | 2nd Floor |  |  | Hall Room |  |  | Rack-03 | VIVANCO | 15 | VSA.6615.01.10e | JAE2617038U | 8 | DCH_2nd_Floor_SW-02 | switch | CISCO | C9200-48T-E | GigabitEthernet1/0/32 | 10.60.48.15
Yes | DCH |  |  | Customs Campus Area |  |  | Dhaka Customs House Building |  |  | 2nd Floor |  |  | Hall Room |  |  | Rack-03 | VIVANCO | 15 | VSA.6615.01.10e | JAE2617038U | 8 | DCH_2nd_Floor_SW-02 | switch | CISCO | C9200-48T-E | GigabitEthernet1/0/33 | 10.60.48.15 | Spare
Yes | DCH |  |  | Customs Campus Area |  |  | Dhaka Customs House Building |  |  | 2nd Floor |  |  | Hall Room |  |  | Rack-03 | VIVANCO | 15 | VSA.6615.01.10e | JAE2617038U | 8 | DCH_2nd_Floor_SW-02 | switch | CISCO | C9200-48T-E | GigabitEthernet1/0/34 | 10.60.48.15 | (Team-2)_RO_PC
Yes | DCH |  |  | Customs Campus Area |  |  | Dhaka Customs House Building |  |  | 2nd Floor |  |  | Hall Room |  |  | Rack-03 | VIVANCO | 15 | VSA.6615.01.10e | JAE2617038U | 8 | DCH_2nd_Floor_SW-02 | switch | CISCO | C9200-48T-E | GigabitEthernet1/0/35 | 10.60.48.15
Yes | DCH |  |  | Customs Campus Area |  |  | Dhaka Customs House Building |  |  | 2nd Floor |  |  | Hall Room |  |  | Rack-03 | VIVANCO | 15 | VSA.6615.01.10e | JAE2617038U | 8 | DCH_2nd_Floor_SW-02 | switch | CISCO | C9200-48T-E | GigabitEthernet1/0/36 | 10.60.48.15
Yes | DCH |  |  | Customs Campus Area |  |  | Dhaka Customs House Building |  |  | 2nd Floor |  |  | Hall Room |  |  | Rack-03 | VIVANCO | 15 | VSA.6615.01.10e | JAE2617038U | 8 | DCH_2nd_Floor_SW-02 | switch | CISCO | C9200-48T-E | GigabitEthernet1/0/37 | 10.60.48.15
Yes | DCH |  |  | Customs Campus Area |  |  | Dhaka Customs House Building |  |  | 2nd Floor |  |  | Hall Room |  |  | Rack-03 | VIVANCO | 15 | VSA.6615.01.10e | JAE2617038U | 8 | DCH_2nd_Floor_SW-02 | switch | CISCO | C9200-48T-E | GigabitEthernet1/0/38 | 10.60.48.15 | Spare
Yes | DCH |  |  | Customs Campus Area |  |  | Dhaka Customs House Building |  |  | 2nd Floor |  |  | Hall Room |  |  | Rack-03 | VIVANCO | 15 | VSA.6615.01.10e | JAE2617038U | 8 | DCH_2nd_Floor_SW-02 | switch | CISCO | C9200-48T-E | GigabitEthernet1/0/39 | 10.60.48.15
Yes | DCH |  |  | Customs Campus Area |  |  | Dhaka Customs House Building |  |  | 2nd Floor |  |  | Hall Room |  |  | Rack-03 | VIVANCO | 15 | VSA.6615.01.10e | JAE2617038U | 8 | DCH_2nd_Floor_SW-02 | switch | CISCO | C9200-48T-E | GigabitEthernet1/0/40 | 10.60.48.15 | Commissioner-AP
Yes | DCH |  |  | Customs Campus Area |  |  | Dhaka Customs House Building |  |  | 2nd Floor |  |  | Hall Room |  |  | Rack-03 | VIVANCO | 15 | VSA.6615.01.10e | JAE2617038U | 8 | DCH_2nd_Floor_SW-02 | switch | CISCO | C9200-48T-E | GigabitEthernet1/0/41 | 10.60.48.15
Yes | DCH |  |  | Customs Campus Area |  |  | Dhaka Customs House Building |  |  | 2nd Floor |  |  | Hall Room |  |  | Rack-03 | VIVANCO | 15 | VSA.6615.01.10e | JAE2617038U | 8 | DCH_2nd_Floor_SW-02 | switch | CISCO | C9200-48T-E | GigabitEthernet1/0/42 | 10.60.48.15 | Spare
Yes | DCH |  |  | Customs Campus Area |  |  | Dhaka Customs House Building |  |  | 2nd Floor |  |  | Hall Room |  |  | Rack-03 | VIVANCO | 15 | VSA.6615.01.10e | JAE2617038U | 8 | DCH_2nd_Floor_SW-02 | switch | CISCO | C9200-48T-E | GigabitEthernet1/0/43 | 10.60.48.15 | Spare
Yes | DCH |  |  | Customs Campus Area |  |  | Dhaka Customs House Building |  |  | 2nd Floor |  |  | Hall Room |  |  | Rack-03 | VIVANCO | 15 | VSA.6615.01.10e | JAE2617038U | 8 | DCH_2nd_Floor_SW-02 | switch | CISCO | C9200-48T-E | GigabitEthernet1/0/44 | 10.60.48.15 | Spare
Yes | DCH |  |  | Customs Campus Area |  |  | Dhaka Customs House Building |  |  | 2nd Floor |  |  | Hall Room |  |  | Rack-03 | VIVANCO | 15 | VSA.6615.01.10e | JAE2617038U | 8 | DCH_2nd_Floor_SW-02 | switch | CISCO | C9200-48T-E | GigabitEthernet1/0/45 | 10.60.48.15 | Spare
Yes | DCH |  |  | Customs Campus Area |  |  | Dhaka Customs House Building |  |  | 2nd Floor |  |  | Hall Room |  |  | Rack-03 | VIVANCO | 15 | VSA.6615.01.10e | JAE2617038U | 8 | DCH_2nd_Floor_SW-02 | switch | CISCO | C9200-48T-E | GigabitEthernet1/0/46 | 10.60.48.15 | Spare
Yes | DCH |  |  | Customs Campus Area |  |  | Dhaka Customs House Building |  |  | 2nd Floor |  |  | Hall Room |  |  | Rack-03 | VIVANCO | 15 | VSA.6615.01.10e | JAE2617038U | 8 | DCH_2nd_Floor_SW-02 | switch | CISCO | C9200-48T-E | GigabitEthernet1/0/47 | 10.60.48.15 | Spare
Yes | DCH |  |  | Customs Campus Area |  |  | Dhaka Customs House Building |  |  | 2nd Floor |  |  | Hall Room |  |  | Rack-03 | VIVANCO | 15 | VSA.6615.01.10e | JAE2617038U | 8 | DCH_2nd_Floor_SW-02 | switch | CISCO | C9200-48T-E | GigabitEthernet1/0/48 | 10.60.48.15 | Spare
Yes | DCH |  |  | Customs Campus Area |  |  | Dhaka Customs House Building |  |  | 2nd Floor |  |  | Hall Room |  |  | Rack-03 | VIVANCO | 15 | VSA.6615.01.10e | JAE2617038U | 8 | DCH_2nd_Floor_SW-02 | switch | CISCO | C9200-48T-E | Te1/1/1 | 10.60.48.15
Yes | DCH |  |  | Customs Campus Area |  |  | Dhaka Customs House Building |  |  | 2nd Floor |  |  | Hall Room |  |  | Rack-03 | VIVANCO | 15 | VSA.6615.01.10e | JAE2617038U | 8 | DCH_2nd_Floor_SW-02 | switch | CISCO | C9200-48T-E | Te1/1/2 | 10.60.48.15
Yes | DCH |  |  | Customs Campus Area |  |  | Dhaka Customs House Building |  |  | 2nd Floor |  |  | Hall Room |  |  | Rack-03 | VIVANCO | 15 | VSA.6615.01.10e | JAE2617038U | 8 | DCH_2nd_Floor_SW-02 | switch | CISCO | C9200-48T-E | Te1/1/3 | 10.60.48.15 | Uplink-01
Yes | DCH |  |  | Customs Campus Area |  |  | Dhaka Customs House Building |  |  | 2nd Floor |  |  | Hall Room |  |  | Rack-03 | VIVANCO | 15 | VSA.6615.01.10e | JAE2617038U | 8 | DCH_2nd_Floor_SW-02 | switch | CISCO | C9200-48T-E | Te1/1/4 | 10.60.48.15 | Uplink-02
Yes | DCH |  |  | Customs Campus Area |  |  | Dhaka Customs House Building |  |  | 3nd Floor | ... | [...] | 414 |  |  | Rack-04 | VIVANCO | 15 | VSA.6615.01.10e | JAE26431797 | 8 | DCH_3rd_Floor_SW-01 | switch | CISCO | C9200-48T-E | GigabitEthernet1/0/1 | 10.60.48.16
Yes | DCH |  |  | Customs Campus Area |  |  | Dhaka Customs House Building |  |  | 3nd Floor |  |  | 414 |  |  | Rack-04 | VIVANCO | 15 | VSA.6615.01.10e | JAE26431797 | 8 | DCH_3rd_Floor_SW-01 | switch | CISCO | C9200-48T-E | GigabitEthernet1/0/2 | 10.60.48.16
Yes | DCH |  |  | Customs Campus Area |  |  | Dhaka Customs House Building |  |  | 3nd Floor |  |  | 414 |  |  | Rack-04 | VIVANCO | 15 | VSA.6615.01.10e | JAE26431797 | 8 | DCH_3rd_Floor_SW-01 | switch | CISCO | C9200-48T-E | GigabitEthernet1/0/3 | 10.60.48.16
Yes | DCH |  |  | Customs Campus Area |  |  | Dhaka Customs House Building |  |  | 3nd Floor |  |  | 414 |  |  | Rack-04 | VIVANCO | 15 | VSA.6615.01.10e | JAE26431797 | 8 | DCH_3rd_Floor_SW-01 | switch | CISCO | C9200-48T-E | GigabitEthernet1/0/4 | 10.60.48.16
Yes | DCH |  |  | Customs Campus Area |  |  | Dhaka Customs House Building |  |  | 3nd Floor |  |  | 414 |  |  | Rack-04 | VIVANCO | 15 | VSA.6615.01.10e | JAE26431797 | 8 | DCH_3rd_Floor_SW-01 | switch | CISCO | C9200-48T-E | GigabitEthernet1/0/5 | 10.60.48.16
Yes | DCH |  |  | Customs Campus Area |  |  | Dhaka Customs House Building |  |  | 3nd Floor |  |  | 414 |  |  | Rack-04 | VIVANCO | 15 | VSA.6615.01.10e | JAE26431797 | 8 | DCH_3rd_Floor_SW-01 | switch | CISCO | C9200-48T-E | GigabitEthernet1/0/6 | 10.60.48.16
Yes | DCH |  |  | Customs Campus Area |  |  | Dhaka Customs House Building |  |  | 3nd Floor |  |  | 414 |  |  | Rack-04 | VIVANCO | 15 | VSA.6615.01.10e | JAE26431797 | 8 | DCH_3rd_Floor_SW-01 | switch | CISCO | C9200-48T-E | GigabitEthernet1/0/7 | 10.60.48.16
Yes | DCH |  |  | Customs Campus Area |  |  | Dhaka Customs House Building |  |  | 3nd Floor |  |  | 414 |  |  | Rack-04 | VIVANCO | 15 | VSA.6615.01.10e | JAE26431797 | 8 | DCH_3rd_Floor_SW-01 | switch | CISCO | C9200-48T-E | GigabitEthernet1/0/8 | 10.60.48.16
Yes | DCH |  |  | Customs Campus Area |  |  | Dhaka Customs House Building |  |  | 3nd Floor |  |  | 414 |  |  | Rack-04 | VIVANCO | 15 | VSA.6615.01.10e | JAE26431797 | 8 | DCH_3rd_Floor_SW-01 | switch | CISCO | C9200-48T-E | GigabitEthernet1/0/9 | 10.60.48.16
Yes | DCH |  |  | Customs Campus Area |  |  | Dhaka Customs House Building |  |  | 3nd Floor |  |  | 414 |  |  | Rack-04 | VIVANCO | 15 | VSA.6615.01.10e | JAE26431797 | 8 | DCH_3rd_Floor_SW-01 | switch | CISCO | C9200-48T-E | GigabitEthernet1/0/10 | 10.60.48.16
Yes | DCH |  |  | Customs Campus Area |  |  | Dhaka Customs House Building |  |  | 3nd Floor |  |  | 414 |  |  | Rack-04 | VIVANCO | 15 | VSA.6615.01.10e | JAE26431797 | 8 | DCH_3rd_Floor_SW-01 | switch | CISCO | C9200-48T-E | GigabitEthernet1/0/11 | 10.60.48.16
Yes | DCH |  |  | Customs Campus Area |  |  | Dhaka Customs House Building |  |  | 3nd Floor |  |  | 414 |  |  | Rack-04 | VIVANCO | 15 | VSA.6615.01.10e | JAE26431797 | 8 | DCH_3rd_Floor_SW-01 | switch | CISCO | C9200-48T-E | GigabitEthernet1/0/12 | 10.60.48.16
Yes | DCH |  |  | Customs Campus Area |  |  | Dhaka Customs House Building |  |  | 3nd Floor |  |  | 414 |  |  | Rack-04 | VIVANCO | 15 | VSA.6615.01.10e | JAE26431797 | 8 | DCH_3rd_Floor_SW-01 | switch | CISCO | C9200-48T-E | GigabitEthernet1/0/13 | 10.60.48.16
Yes | DCH |  |  | Customs Campus Area |  |  | Dhaka Customs House Building |  |  | 3nd Floor |  |  | 414 |  |  | Rack-04 | VIVANCO | 15 | VSA.6615.01.10e | JAE26431797 | 8 | DCH_3rd_Floor_SW-01 | switch | CISCO | C9200-48T-E | GigabitEthernet1/0/14 | 10.60.48.16
Yes | DCH |  |  | Customs Campus Area |  |  | Dhaka Customs House Building |  |  | 3nd Floor |  |  | 414 |  |  | Rack-04 | VIVANCO | 15 | VSA.6615.01.10e | JAE26431797 | 8 | DCH_3rd_Floor_SW-01 | switch | CISCO | C9200-48T-E | GigabitEthernet1/0/15 | 10.60.48.16
Yes | DCH |  |  | Customs Campus Area |  |  | Dhaka Customs House Building |  |  | 3nd Floor |  |  | 414 |  |  | Rack-04 | VIVANCO | 15 | VSA.6615.01.10e | JAE26431797 | 8 | DCH_3rd_Floor_SW-01 | switch | CISCO | C9200-48T-E | GigabitEthernet1/0/16 | 10.60.48.16
Yes | DCH |  |  | Customs Campus Area |  |  | Dhaka Customs House Building |  |  | 3nd Floor |  |  | 414 |  |  | Rack-04 | VIVANCO | 15 | VSA.6615.01.10e | JAE26431797 | 8 | DCH_3rd_Floor_SW-01 | switch | CISCO | C9200-48T-E | GigabitEthernet1/0/17 | 10.60.48.16
Yes | DCH |  |  | Customs Campus Area |  |  | Dhaka Customs House Building |  |  | 3nd Floor |  |  | 414 |  |  | Rack-04 | VIVANCO | 15 | VSA.6615.01.10e | JAE26431797 | 8 | DCH_3rd_Floor_SW-01 | switch | CISCO | C9200-48T-E | GigabitEthernet1/0/18 | 10.60.48.16
Yes | DCH |  |  | Customs Campus Area |  |  | Dhaka Customs House Building |  |  | 3nd Floor |  |  | 414 |  |  | Rack-04 | VIVANCO | 15 | VSA.6615.01.10e | JAE26431797 | 8 | DCH_3rd_Floor_SW-01 | switch | CISCO | C9200-48T-E | GigabitEthernet1/0/19 | 10.60.48.16
Yes | DCH |  |  | Customs Campus Area |  |  | Dhaka Customs House Building |  |  | 3nd Floor |  |  | 414 |  |  | Rack-04 | VIVANCO | 15 | VSA.6615.01.10e | JAE26431797 | 8 | DCH_3rd_Floor_SW-01 | switch | CISCO | C9200-48T-E | GigabitEthernet1/0/20 | 10.60.48.16
Yes | DCH |  |  | Customs Campus Area |  |  | Dhaka Customs House Building |  |  | 3nd Floor |  |  | 414 |  |  | Rack-04 | VIVANCO | 15 | VSA.6615.01.10e | JAE26431797 | 8 | DCH_3rd_Floor_SW-01 | switch | CISCO | C9200-48T-E | GigabitEthernet1/0/21 | 10.60.48.16
Yes | DCH |  |  | Customs Campus Area |  |  | Dhaka Customs House Building |  |  | 3nd Floor |  |  | 414 |  |  | Rack-04 | VIVANCO | 15 | VSA.6615.01.10e | JAE26431797 | 8 | DCH_3rd_Floor_SW-01 | switch | CISCO | C9200-48T-E | GigabitEthernet1/0/22 | 10.60.48.16
Yes | DCH |  |  | Customs Campus Area |  |  | Dhaka Customs House Building |  |  | 3nd Floor |  |  | 414 |  |  | Rack-04 | VIVANCO | 15 | VSA.6615.01.10e | JAE26431797 | 8 | DCH_3rd_Floor_SW-01 | switch | CISCO | C9200-48T-E | GigabitEthernet1/0/23 | 10.60.48.16
Yes | DCH |  |  | Customs Campus Area |  |  | Dhaka Customs House Building |  |  | 3nd Floor |  |  | 414 |  |  | Rack-04 | VIVANCO | 15 | VSA.6615.01.10e | JAE26431797 | 8 | DCH_3rd_Floor_SW-01 | switch | CISCO | C9200-48T-E | GigabitEthernet1/0/24 | 10.60.48.16
Yes | DCH |  |  | Customs Campus Area |  |  | Dhaka Customs House Building |  |  | 3nd Floor |  |  | 414 |  |  | Rack-04 | VIVANCO | 15 | VSA.6615.01.10e | JAE26431797 | 8 | DCH_3rd_Floor_SW-01 | switch | CISCO | C9200-48T-E | GigabitEthernet1/0/25 | 10.60.48.16
Yes | DCH |  |  | Customs Campus Area |  |  | Dhaka Customs House Building |  |  | 3nd Floor |  |  | 414 |  |  | Rack-04 | VIVANCO | 15 | VSA.6615.01.10e | JAE26431797 | 8 | DCH_3rd_Floor_SW-01 | switch | CISCO | C9200-48T-E | GigabitEthernet1/0/26 | 10.60.48.16
Yes | DCH |  |  | Customs Campus Area |  |  | Dhaka Customs House Building |  |  | 3nd Floor |  |  | 414 |  |  | Rack-04 | VIVANCO | 15 | VSA.6615.01.10e | JAE26431797 | 8 | DCH_3rd_Floor_SW-01 | switch | CISCO | C9200-48T-E | GigabitEthernet1/0/27 | 10.60.48.16
Yes | DCH |  |  | Customs Campus Area |  |  | Dhaka Customs House Building |  |  | 3nd Floor |  |  | 414 |  |  | Rack-04 | VIVANCO | 15 | VSA.6615.01.10e | JAE26431797 | 8 | DCH_3rd_Floor_SW-01 | switch | CISCO | C9200-48T-E | GigabitEthernet1/0/28 | 10.60.48.16
Yes | DCH |  |  | Customs Campus Area |  |  | Dhaka Customs House Building |  |  | 3nd Floor |  |  | 414 |  |  | Rack-04 | VIVANCO | 15 | VSA.6615.01.10e | JAE26431797 | 8 | DCH_3rd_Floor_SW-01 | switch | CISCO | C9200-48T-E | GigabitEthernet1/0/29 | 10.60.48.16
Yes | DCH |  |  | Customs Campus Area |  |  | Dhaka Customs House Building |  |  | 3nd Floor |  |  | 414 |  |  | Rack-04 | VIVANCO | 15 | VSA.6615.01.10e | JAE26431797 | 8 | DCH_3rd_Floor_SW-01 | switch | CISCO | C9200-48T-E | GigabitEthernet1/0/30 | 10.60.48.16
Yes | DCH |  |  | Customs Campus Area |  |  | Dhaka Customs House Building |  |  | 3nd Floor |  |  | 414 |  |  | Rack-04 | VIVANCO | 15 | VSA.6615.01.10e | JAE26431797 | 8 | DCH_3rd_Floor_SW-01 | switch | CISCO | C9200-48T-E | GigabitEthernet1/0/31 | 10.60.48.16
Yes | DCH |  |  | Customs Campus Area |  |  | Dhaka Customs House Building |  |  | 3nd Floor |  |  | 414 |  |  | Rack-04 | VIVANCO | 15 | VSA.6615.01.10e | JAE26431797 | 8 | DCH_3rd_Floor_SW-01 | switch | CISCO | C9200-48T-E | GigabitEthernet1/0/32 | 10.60.48.16
Yes | DCH |  |  | Customs Campus Area |  |  | Dhaka Customs House Building |  |  | 3nd Floor |  |  | 414 |  |  | Rack-04 | VIVANCO | 15 | VSA.6615.01.10e | JAE26431797 | 8 | DCH_3rd_Floor_SW-01 | switch | CISCO | C9200-48T-E | GigabitEthernet1/0/33 | 10.60.48.16
Yes | DCH |  |  | Customs Campus Area |  |  | Dhaka Customs House Building |  |  | 3nd Floor |  |  | 414 |  |  | Rack-04 | VIVANCO | 15 | VSA.6615.01.10e | JAE26431797 | 8 | DCH_3rd_Floor_SW-01 | switch | CISCO | C9200-48T-E | GigabitEthernet1/0/34 | 10.60.48.16
Yes | DCH |  |  | Customs Campus Area |  |  | Dhaka Customs House Building |  |  | 3nd Floor |  |  | 414 |  |  | Rack-04 | VIVANCO | 15 | VSA.6615.01.10e | JAE26431797 | 8 | DCH_3rd_Floor_SW-01 | switch | CISCO | C9200-48T-E | GigabitEthernet1/0/35 | 10.60.48.16
Yes | DCH |  |  | Customs Campus Area |  |  | Dhaka Customs House Building |  |  | 3nd Floor |  |  | 414 |  |  | Rack-04 | VIVANCO | 15 | VSA.6615.01.10e | JAE26431797 | 8 | DCH_3rd_Floor_SW-01 | switch | CISCO | C9200-48T-E | GigabitEthernet1/0/36 | 10.60.48.16
Yes | DCH |  |  | Customs Campus Area |  |  | Dhaka Customs House Building |  |  | 3nd Floor |  |  | 414 |  |  | Rack-04 | VIVANCO | 15 | VSA.6615.01.10e | JAE26431797 | 8 | DCH_3rd_Floor_SW-01 | switch | CISCO | C9200-48T-E | GigabitEthernet1/0/37 | 10.60.48.16
Yes | DCH |  |  | Customs Campus Area |  |  | Dhaka Customs House Building |  |  | 3nd Floor |  |  | 414 |  |  | Rack-04 | VIVANCO | 15 | VSA.6615.01.10e | JAE26431797 | 8 | DCH_3rd_Floor_SW-01 | switch | CISCO | C9200-48T-E | GigabitEthernet1/0/38 | 10.60.48.16
Yes | DCH |  |  | Customs Campus Area |  |  | Dhaka Customs House Building |  |  | 3nd Floor |  |  | 414 |  |  | Rack-04 | VIVANCO | 15 | VSA.6615.01.10e | JAE26431797 | 8 | DCH_3rd_Floor_SW-01 | switch | CISCO | C9200-48T-E | GigabitEthernet1/0/39 | 10.60.48.16
Yes | DCH |  |  | Customs Campus Area |  |  | Dhaka Customs House Building |  |  | 3nd Floor |  |  | 414 |  |  | Rack-04 | VIVANCO | 15 | VSA.6615.01.10e | JAE26431797 | 8 | DCH_3rd_Floor_SW-01 | switch | CISCO | C9200-48T-E | GigabitEthernet1/0/40 | 10.60.48.16
Yes | DCH |  |  | Customs Campus Area |  |  | Dhaka Customs House Building |  |  | 3nd Floor |  |  | 414 |  |  | Rack-04 | VIVANCO | 15 | VSA.6615.01.10e | JAE26431797 | 8 | DCH_3rd_Floor_SW-01 | switch | CISCO | C9200-48T-E | GigabitEthernet1/0/41 | 10.60.48.16
Yes | DCH |  |  | Customs Campus Area |  |  | Dhaka Customs House Building |  |  | 3nd Floor |  |  | 414 |  |  | Rack-04 | VIVANCO | 15 | VSA.6615.01.10e | JAE26431797 | 8 | DCH_3rd_Floor_SW-01 | switch | CISCO | C9200-48T-E | GigabitEthernet1/0/42 | 10.60.48.16
Yes | DCH |  |  | Customs Campus Area |  |  | Dhaka Customs House Building |  |  | 3nd Floor |  |  | 414 |  |  | Rack-04 | VIVANCO | 15 | VSA.6615.01.10e | JAE26431797 | 8 | DCH_3rd_Floor_SW-01 | switch | CISCO | C9200-48T-E | GigabitEthernet1/0/43 | 10.60.48.16
Yes | DCH |  |  | Customs Campus Area |  |  | Dhaka Customs House Building |  |  | 3nd Floor |  |  | 414 |  |  | Rack-04 | VIVANCO | 15 | VSA.6615.01.10e | JAE26431797 | 8 | DCH_3rd_Floor_SW-01 | switch | CISCO | C9200-48T-E | GigabitEthernet1/0/44 | 10.60.48.16
Yes | DCH |  |  | Customs Campus Area |  |  | Dhaka Customs House Building |  |  | 3nd Floor |  |  | 414 |  |  | Rack-04 | VIVANCO | 15 | VSA.6615.01.10e | JAE26431797 | 8 | DCH_3rd_Floor_SW-01 | switch | CISCO | C9200-48T-E | GigabitEthernet1/0/45 | 10.60.48.16
Yes | DCH |  |  | Customs Campus Area |  |  | Dhaka Customs House Building |  |  | 3nd Floor |  |  | 414 |  |  | Rack-04 | VIVANCO | 15 | VSA.6615.01.10e | JAE26431797 | 8 | DCH_3rd_Floor_SW-01 | switch | CISCO | C9200-48T-E | GigabitEthernet1/0/46 | 10.60.48.16
Yes | DCH |  |  | Customs Campus Area |  |  | Dhaka Customs House Building |  |  | 3nd Floor |  |  | 414 |  |  | Rack-04 | VIVANCO | 15 | VSA.6615.01.10e | JAE26431797 | 8 | DCH_3rd_Floor_SW-01 | switch | CISCO | C9200-48T-E | GigabitEthernet1/0/47 | 10.60.48.16
Yes | DCH |  |  | Customs Campus Area |  |  | Dhaka Customs House Building |  |  | 3nd Floor |  |  | 414 |  |  | Rack-04 | VIVANCO | 15 | VSA.6615.01.10e | JAE26431797 | 8 | DCH_3rd_Floor_SW-01 | switch | CISCO | C9200-48T-E | GigabitEthernet1/0/48 | 10.60.48.16
Yes | DCH |  |  | Customs Campus Area |  |  | Dhaka Customs House Building |  |  | 3nd Floor |  |  | 414 |  |  | Rack-04 | VIVANCO | 15 | VSA.6615.01.10e | JAE26431797 | 8 | DCH_3rd_Floor_SW-01 | switch | CISCO | C9200-48T-E | Te1/1/1 | 10.60.48.16
Yes | DCH |  |  | Customs Campus Area |  |  | Dhaka Customs House Building |  |  | 3nd Floor |  |  | 414 |  |  | Rack-04 | VIVANCO | 15 | VSA.6615.01.10e | JAE26431797 | 8 | DCH_3rd_Floor_SW-01 | switch | CISCO | C9200-48T-E | Te1/1/2 | 10.60.48.16
Yes | DCH |  |  | Customs Campus Area |  |  | Dhaka Customs House Building |  |  | 3nd Floor |  |  | 414 |  |  | Rack-04 | VIVANCO | 15 | VSA.6615.01.10e | JAE26431797 | 8 | DCH_3rd_Floor_SW-01 | switch | CISCO | C9200-48T-E | Te1/1/3 | 10.60.48.16 | Uplink-01
Yes | DCH |  |  | Customs Campus Area |  |  | Dhaka Customs House Building |  |  | 3nd Floor |  |  | 414 |  |  | Rack-04 | VIVANCO | 15 | VSA.6615.01.10e | JAE26431797 | 8 | DCH_3rd_Floor_SW-01 | switch | CISCO | C9200-48T-E | Te1/1/4 | 10.60.48.16 | Uplink-02
Yes | DCH |  |  | Customs Campus Area |  |  | Dhaka Customs House Building |  |  | 3nd Floor |  |  | 414 |  |  | Rack-04 | VIVANCO | 15 | VSA.6615.01.10e | JAE264316RS | 6 | DCH_3rd_Floor_SW-02 | switch | CISCO | C9200-48T-E | GigabitEthernet1/0/1 | 10.60.48.27
Yes | DCH |  |  | Customs Campus Area |  |  | Dhaka Customs House Building |  |  | 3nd Floor |  |  | 414 |  |  | Rack-04 | VIVANCO | 15 | VSA.6615.01.10e | JAE264316RS | 6 | DCH_3rd_Floor_SW-02 | switch | CISCO | C9200-48T-E | GigabitEthernet1/0/2 | 10.60.48.27
Yes | DCH |  |  | Customs Campus Area |  |  | Dhaka Customs House Building |  |  | 3nd Floor |  |  | 414 |  |  | Rack-04 | VIVANCO | 15 | VSA.6615.01.10e | JAE264316RS | 6 | DCH_3rd_Floor_SW-02 | switch | CISCO | C9200-48T-E | GigabitEthernet1/0/3 | 10.60.48.27
Yes | DCH |  |  | Customs Campus Area |  |  | Dhaka Customs House Building |  |  | 3nd Floor |  |  | 414 |  |  | Rack-04 | VIVANCO | 15 | VSA.6615.01.10e | JAE264316RS | 6 | DCH_3rd_Floor_SW-02 | switch | CISCO | C9200-48T-E | GigabitEthernet1/0/4 | 10.60.48.27
Yes | DCH |  |  | Customs Campus Area |  |  | Dhaka Customs House Building |  |  | 3nd Floor |  |  | 414 |  |  | Rack-04 | VIVANCO | 15 | VSA.6615.01.10e | JAE264316RS | 6 | DCH_3rd_Floor_SW-02 | switch | CISCO | C9200-48T-E | GigabitEthernet1/0/5 | 10.60.48.27
Yes | DCH |  |  | Customs Campus Area |  |  | Dhaka Customs House Building |  |  | 3nd Floor |  |  | 414 |  |  | Rack-04 | VIVANCO | 15 | VSA.6615.01.10e | JAE264316RS | 6 | DCH_3rd_Floor_SW-02 | switch | CISCO | C9200-48T-E | GigabitEthernet1/0/6 | 10.60.48.27
Yes | DCH |  |  | Customs Campus Area |  |  | Dhaka Customs House Building |  |  | 3nd Floor |  |  | 414 |  |  | Rack-04 | VIVANCO | 15 | VSA.6615.01.10e | JAE264316RS | 6 | DCH_3rd_Floor_SW-02 | switch | CISCO | C9200-48T-E | GigabitEthernet1/0/7 | 10.60.48.27
Yes | DCH |  |  | Customs Campus Area |  |  | Dhaka Customs House Building |  |  | 3nd Floor |  |  | 414 |  |  | Rack-04 | VIVANCO | 15 | VSA.6615.01.10e | JAE264316RS | 6 | DCH_3rd_Floor_SW-02 | switch | CISCO | C9200-48T-E | GigabitEthernet1/0/8 | 10.60.48.27
Yes | DCH |  |  | Customs Campus Area |  |  | Dhaka Customs House Building |  |  | 3nd Floor |  |  | 414 |  |  | Rack-04 | VIVANCO | 15 | VSA.6615.01.10e | JAE264316RS | 6 | DCH_3rd_Floor_SW-02 | switch | CISCO | C9200-48T-E | GigabitEthernet1/0/9 | 10.60.48.27
Yes | DCH |  |  | Customs Campus Area |  |  | Dhaka Customs House Building |  |  | 3nd Floor |  |  | 414 |  |  | Rack-04 | VIVANCO | 15 | VSA.6615.01.10e | JAE264316RS | 6 | DCH_3rd_Floor_SW-02 | switch | CISCO | C9200-48T-E | GigabitEthernet1/0/10 | 10.60.48.27
Yes | DCH |  |  | Customs Campus Area |  |  | Dhaka Customs House Building |  |  | 3nd Floor |  |  | 414 |  |  | Rack-04 | VIVANCO | 15 | VSA.6615.01.10e | JAE264316RS | 6 | DCH_3rd_Floor_SW-02 | switch | CISCO | C9200-48T-E | GigabitEthernet1/0/11 | 10.60.48.27
Yes | DCH |  |  | Customs Campus Area |  |  | Dhaka Customs House Building |  |  | 3nd Floor |  |  | 414 |  |  | Rack-04 | VIVANCO | 15 | VSA.6615.01.10e | JAE264316RS | 6 | DCH_3rd_Floor_SW-02 | switch | CISCO | C9200-48T-E | GigabitEthernet1/0/12 | 10.60.48.27
Yes | DCH |  |  | Customs Campus Area |  |  | Dhaka Customs House Building |  |  | 3nd Floor |  |  | 414 |  |  | Rack-04 | VIVANCO | 15 | VSA.6615.01.10e | JAE264316RS | 6 | DCH_3rd_Floor_SW-02 | switch | CISCO | C9200-48T-E | GigabitEthernet1/0/13 | 10.60.48.27
Yes | DCH |  |  | Customs Campus Area |  |  | Dhaka Customs House Building |  |  | 3nd Floor |  |  | 414 |  |  | Rack-04 | VIVANCO | 15 | VSA.6615.01.10e | JAE264316RS | 6 | DCH_3rd_Floor_SW-02 | switch | CISCO | C9200-48T-E | GigabitEthernet1/0/14 | 10.60.48.27
Yes | DCH |  |  | Customs Campus Area |  |  | Dhaka Customs House Building |  |  | 3nd Floor |  |  | 414 |  |  | Rack-04 | VIVANCO | 15 | VSA.6615.01.10e | JAE264316RS | 6 | DCH_3rd_Floor_SW-02 | switch | CISCO | C9200-48T-E | GigabitEthernet1/0/15 | 10.60.48.27
Yes | DCH |  |  | Customs Campus Area |  |  | Dhaka Customs House Building |  |  | 3nd Floor |  |  | 414 |  |  | Rack-04 | VIVANCO | 15 | VSA.6615.01.10e | JAE264316RS | 6 | DCH_3rd_Floor_SW-02 | switch | CISCO | C9200-48T-E | GigabitEthernet1/0/16 | 10.60.48.27
Yes | DCH |  |  | Customs Campus Area |  |  | Dhaka Customs House Building |  |  | 3nd Floor |  |  | 414 |  |  | Rack-04 | VIVANCO | 15 | VSA.6615.01.10e | JAE264316RS | 6 | DCH_3rd_Floor_SW-02 | switch | CISCO | C9200-48T-E | GigabitEthernet1/0/17 | 10.60.48.27
Yes | DCH |  |  | Customs Campus Area |  |  | Dhaka Customs House Building |  |  | 3nd Floor |  |  | 414 |  |  | Rack-04 | VIVANCO | 15 | VSA.6615.01.10e | JAE264316RS | 6 | DCH_3rd_Floor_SW-02 | switch | CISCO | C9200-48T-E | GigabitEthernet1/0/18 | 10.60.48.27
Yes | DCH |  |  | Customs Campus Area |  |  | Dhaka Customs House Building |  |  | 3nd Floor |  |  | 414 |  |  | Rack-04 | VIVANCO | 15 | VSA.6615.01.10e | JAE264316RS | 6 | DCH_3rd_Floor_SW-02 | switch | CISCO | C9200-48T-E | GigabitEthernet1/0/19 | 10.60.48.27
Yes | DCH |  |  | Customs Campus Area |  |  | Dhaka Customs House Building |  |  | 3nd Floor |  |  | 414 |  |  | Rack-04 | VIVANCO | 15 | VSA.6615.01.10e | JAE264316RS | 6 | DCH_3rd_Floor_SW-02 | switch | CISCO | C9200-48T-E | GigabitEthernet1/0/20 | 10.60.48.27
Yes | DCH |  |  | Customs Campus Area |  |  | Dhaka Customs House Building |  |  | 3nd Floor |  |  | 414 |  |  | Rack-04 | VIVANCO | 15 | VSA.6615.01.10e | JAE264316RS | 6 | DCH_3rd_Floor_SW-02 | switch | CISCO | C9200-48T-E | GigabitEthernet1/0/21 | 10.60.48.27
Yes | DCH |  |  | Customs Campus Area |  |  | Dhaka Customs House Building |  |  | 3nd Floor |  |  | 414 |  |  | Rack-04 | VIVANCO | 15 | VSA.6615.01.10e | JAE264316RS | 6 | DCH_3rd_Floor_SW-02 | switch | CISCO | C9200-48T-E | GigabitEthernet1/0/22 | 10.60.48.27
Yes | DCH |  |  | Customs Campus Area |  |  | Dhaka Customs House Building |  |  | 3nd Floor |  |  | 414 |  |  | Rack-04 | VIVANCO | 15 | VSA.6615.01.10e | JAE264316RS | 6 | DCH_3rd_Floor_SW-02 | switch | CISCO | C9200-48T-E | GigabitEthernet1/0/23 | 10.60.48.27
Yes | DCH |  |  | Customs Campus Area |  |  | Dhaka Customs House Building |  |  | 3nd Floor |  |  | 414 |  |  | Rack-04 | VIVANCO | 15 | VSA.6615.01.10e | JAE264316RS | 6 | DCH_3rd_Floor_SW-02 | switch | CISCO | C9200-48T-E | GigabitEthernet1/0/24 | 10.60.48.27
Yes | DCH |  |  | Customs Campus Area |  |  | Dhaka Customs House Building |  |  | 3nd Floor |  |  | 414 |  |  | Rack-04 | VIVANCO | 15 | VSA.6615.01.10e | JAE264316RS | 6 | DCH_3rd_Floor_SW-02 | switch | CISCO | C9200-48T-E | GigabitEthernet1/0/25 | 10.60.48.27
Yes | DCH |  |  | Customs Campus Area |  |  | Dhaka Customs House Building |  |  | 3nd Floor |  |  | 414 |  |  | Rack-04 | VIVANCO | 15 | VSA.6615.01.10e | JAE264316RS | 6 | DCH_3rd_Floor_SW-02 | switch | CISCO | C9200-48T-E | GigabitEthernet1/0/26 | 10.60.48.27
Yes | DCH |  |  | Customs Campus Area |  |  | Dhaka Customs House Building |  |  | 3nd Floor |  |  | 414 |  |  | Rack-04 | VIVANCO | 15 | VSA.6615.01.10e | JAE264316RS | 6 | DCH_3rd_Floor_SW-02 | switch | CISCO | C9200-48T-E | GigabitEthernet1/0/27 | 10.60.48.27
Yes | DCH |  |  | Customs Campus Area |  |  | Dhaka Customs House Building |  |  | 3nd Floor |  |  | 414 |  |  | Rack-04 | VIVANCO | 15 | VSA.6615.01.10e | JAE264316RS | 6 | DCH_3rd_Floor_SW-02 | switch | CISCO | C9200-48T-E | GigabitEthernet1/0/28 | 10.60.48.27
Yes | DCH |  |  | Customs Campus Area |  |  | Dhaka Customs House Building |  |  | 3nd Floor |  |  | 414 |  |  | Rack-04 | VIVANCO | 15 | VSA.6615.01.10e | JAE264316RS | 6 | DCH_3rd_Floor_SW-02 | switch | CISCO | C9200-48T-E | GigabitEthernet1/0/29 | 10.60.48.27
Yes | DCH |  |  | Customs Campus Area |  |  | Dhaka Customs House Building |  |  | 3nd Floor |  |  | 414 |  |  | Rack-04 | VIVANCO | 15 | VSA.6615.01.10e | JAE264316RS | 6 | DCH_3rd_Floor_SW-02 | switch | CISCO | C9200-48T-E | GigabitEthernet1/0/30 | 10.60.48.27
Yes | DCH |  |  | Customs Campus Area |  |  | Dhaka Customs House Building |  |  | 3nd Floor |  |  | 414 |  |  | Rack-04 | VIVANCO | 15 | VSA.6615.01.10e | JAE264316RS | 6 | DCH_3rd_Floor_SW-02 | switch | CISCO | C9200-48T-E | GigabitEthernet1/0/31 | 10.60.48.27
Yes | DCH |  |  | Customs Campus Area |  |  | Dhaka Customs House Building |  |  | 3nd Floor |  |  | 414 |  |  | Rack-04 | VIVANCO | 15 | VSA.6615.01.10e | JAE264316RS | 6 | DCH_3rd_Floor_SW-02 | switch | CISCO | C9200-48T-E | GigabitEthernet1/0/32 | 10.60.48.27
Yes | DCH |  |  | Customs Campus Area |  |  | Dhaka Customs House Building |  |  | 3nd Floor |  |  | 414 |  |  | Rack-04 | VIVANCO | 15 | VSA.6615.01.10e | JAE264316RS | 6 | DCH_3rd_Floor_SW-02 | switch | CISCO | C9200-48T-E | GigabitEthernet1/0/33 | 10.60.48.27
Yes | DCH |  |  | Customs Campus Area |  |  | Dhaka Customs House Building |  |  | 3nd Floor |  |  | 414 |  |  | Rack-04 | VIVANCO | 15 | VSA.6615.01.10e | JAE264316RS | 6 | DCH_3rd_Floor_SW-02 | switch | CISCO | C9200-48T-E | GigabitEthernet1/0/34 | 10.60.48.27
Yes | DCH |  |  | Customs Campus Area |  |  | Dhaka Customs House Building |  |  | 3nd Floor |  |  | 414 |  |  | Rack-04 | VIVANCO | 15 | VSA.6615.01.10e | JAE264316RS | 6 | DCH_3rd_Floor_SW-02 | switch | CISCO | C9200-48T-E | GigabitEthernet1/0/35 | 10.60.48.27
Yes | DCH |  |  | Customs Campus Area |  |  | Dhaka Customs House Building |  |  | 3nd Floor |  |  | 414 |  |  | Rack-04 | VIVANCO | 15 | VSA.6615.01.10e | JAE264316RS | 6 | DCH_3rd_Floor_SW-02 | switch | CISCO | C9200-48T-E | GigabitEthernet1/0/36 | 10.60.48.27
Yes | DCH |  |  | Customs Campus Area |  |  | Dhaka Customs House Building |  |  | 3nd Floor |  |  | 414 |  |  | Rack-04 | VIVANCO | 15 | VSA.6615.01.10e | JAE264316RS | 6 | DCH_3rd_Floor_SW-02 | switch | CISCO | C9200-48T-E | GigabitEthernet1/0/37 | 10.60.48.27
Yes | DCH |  |  | Customs Campus Area |  |  | Dhaka Customs House Building |  |  | 3nd Floor |  |  | 414 |  |  | Rack-04 | VIVANCO | 15 | VSA.6615.01.10e | JAE264316RS | 6 | DCH_3rd_Floor_SW-02 | switch | CISCO | C9200-48T-E | GigabitEthernet1/0/38 | 10.60.48.27
Yes | DCH |  |  | Customs Campus Area |  |  | Dhaka Customs House Building |  |  | 3nd Floor |  |  | 414 |  |  | Rack-04 | VIVANCO | 15 | VSA.6615.01.10e | JAE264316RS | 6 | DCH_3rd_Floor_SW-02 | switch | CISCO | C9200-48T-E | GigabitEthernet1/0/39 | 10.60.48.27
Yes | DCH |  |  | Customs Campus Area |  |  | Dhaka Customs House Building |  |  | 3nd Floor |  |  | 414 |  |  | Rack-04 | VIVANCO | 15 | VSA.6615.01.10e | JAE264316RS | 6 | DCH_3rd_Floor_SW-02 | switch | CISCO | C9200-48T-E | GigabitEthernet1/0/40 | 10.60.48.27
Yes | DCH |  |  | Customs Campus Area |  |  | Dhaka Customs House Building |  |  | 3nd Floor |  |  | 414 |  |  | Rack-04 | VIVANCO | 15 | VSA.6615.01.10e | JAE264316RS | 6 | DCH_3rd_Floor_SW-02 | switch | CISCO | C9200-48T-E | GigabitEthernet1/0/41 | 10.60.48.27
Yes | DCH |  |  | Customs Campus Area |  |  | Dhaka Customs House Building |  |  | 3nd Floor |  |  | 414 |  |  | Rack-04 | VIVANCO | 15 | VSA.6615.01.10e | JAE264316RS | 6 | DCH_3rd_Floor_SW-02 | switch | CISCO | C9200-48T-E | GigabitEthernet1/0/42 | 10.60.48.27
Yes | DCH |  |  | Customs Campus Area |  |  | Dhaka Customs House Building |  |  | 3nd Floor |  |  | 414 |  |  | Rack-04 | VIVANCO | 15 | VSA.6615.01.10e | JAE264316RS | 6 | DCH_3rd_Floor_SW-02 | switch | CISCO | C9200-48T-E | GigabitEthernet1/0/43 | 10.60.48.27
Yes | DCH |  |  | Customs Campus Area |  |  | Dhaka Customs House Building |  |  | 3nd Floor |  |  | 414 |  |  | Rack-04 | VIVANCO | 15 | VSA.6615.01.10e | JAE264316RS | 6 | DCH_3rd_Floor_SW-02 | switch | CISCO | C9200-48T-E | GigabitEthernet1/0/44 | 10.60.48.27
Yes | DCH |  |  | Customs Campus Area |  |  | Dhaka Customs House Building |  |  | 3nd Floor |  |  | 414 |  |  | Rack-04 | VIVANCO | 15 | VSA.6615.01.10e | JAE264316RS | 6 | DCH_3rd_Floor_SW-02 | switch | CISCO | C9200-48T-E | GigabitEthernet1/0/45 | 10.60.48.27
Yes | DCH |  |  | Customs Campus Area |  |  | Dhaka Customs House Building |  |  | 3nd Floor |  |  | 414 |  |  | Rack-04 | VIVANCO | 15 | VSA.6615.01.10e | JAE264316RS | 6 | DCH_3rd_Floor_SW-02 | switch | CISCO | C9200-48T-E | GigabitEthernet1/0/46 | 10.60.48.27
Yes | DCH |  |  | Customs Campus Area |  |  | Dhaka Customs House Building |  |  | 3nd Floor |  |  | 414 |  |  | Rack-04 | VIVANCO | 15 | VSA.6615.01.10e | JAE264316RS | 6 | DCH_3rd_Floor_SW-02 | switch | CISCO | C9200-48T-E | GigabitEthernet1/0/47 | 10.60.48.27
Yes | DCH |  |  | Customs Campus Area |  |  | Dhaka Customs House Building |  |  | 3nd Floor |  |  | 414 |  |  | Rack-04 | VIVANCO | 15 | VSA.6615.01.10e | JAE264316RS | 6 | DCH_3rd_Floor_SW-02 | switch | CISCO | C9200-48T-E | GigabitEthernet1/0/48 | 10.60.48.27
Yes | DCH |  |  | Customs Campus Area |  |  | Dhaka Customs House Building |  |  | 3nd Floor |  |  | 414 |  |  | Rack-04 | VIVANCO | 15 | VSA.6615.01.10e | JAE264316RS | 6 | DCH_3rd_Floor_SW-02 | switch | CISCO | C9200-48T-E | Te1/1/1 | 10.60.48.27
Yes | DCH |  |  | Customs Campus Area |  |  | Dhaka Customs House Building |  |  | 3nd Floor |  |  | 414 |  |  | Rack-04 | VIVANCO | 15 | VSA.6615.01.10e | JAE264316RS | 6 | DCH_3rd_Floor_SW-02 | switch | CISCO | C9200-48T-E | Te1/1/2 | 10.60.48.27
Yes | DCH |  |  | Customs Campus Area |  |  | Dhaka Customs House Building |  |  | 3nd Floor |  |  | 414 |  |  | Rack-04 | VIVANCO | 15 | VSA.6615.01.10e | JAE264316RS | 6 | DCH_3rd_Floor_SW-02 | switch | CISCO | C9200-48T-E | Te1/1/3 | 10.60.48.27 | Uplink-01
Yes | DCH |  |  | Customs Campus Area |  |  | Dhaka Customs House Building |  |  | 3nd Floor |  |  | 414 |  |  | Rack-04 | VIVANCO | 15 | VSA.6615.01.10e | JAE264316RS | 6 | DCH_3rd_Floor_SW-02 | switch | CISCO | C9200-48T-E | Te1/1/4 | 10.60.48.27 | Uplink-02
Yes | DCH |  |  | Outside Campus Area | Outside area is .... | [{"label":"Curier Unit", "<otherData>": "other data...."},{"label":"AirFrieght", "<otherData>": "other data...."}] | AirFrieght | ... | [] | 1st Floor | ... | [...] | Room-RO |  |  | Rack-05 | VIVANCO | 15 | VSA.6615.01.10e | JAE264318H3 | 11 | DCH_Airfreight_SW-01 | switch | CISCO | C9200-48T-E | GigabitEthernet1/0/1 | 10.60.48.18
Yes | DCH |  |  | Outside Campus Area |  |  | AirFrieght |  |  | 1st Floor |  |  | Room-RO |  |  | Rack-05 | VIVANCO | 15 | VSA.6615.01.10e | JAE264318H3 | 11 | DCH_Airfreight_SW-01 | switch | CISCO | C9200-48T-E | GigabitEthernet1/0/2 | 10.60.48.18
Yes | DCH |  |  | Outside Campus Area |  |  | AirFrieght |  |  | 1st Floor |  |  | Room-RO |  |  | Rack-05 | VIVANCO | 15 | VSA.6615.01.10e | JAE264318H3 | 11 | DCH_Airfreight_SW-01 | switch | CISCO | C9200-48T-E | GigabitEthernet1/0/3 | 10.60.48.18
Yes | DCH |  |  | Outside Campus Area |  |  | AirFrieght |  |  | 1st Floor |  |  | Room-RO |  |  | Rack-05 | VIVANCO | 15 | VSA.6615.01.10e | JAE264318H3 | 11 | DCH_Airfreight_SW-01 | switch | CISCO | C9200-48T-E | GigabitEthernet1/0/4 | 10.60.48.18
Yes | DCH |  |  | Outside Campus Area |  |  | AirFrieght |  |  | 1st Floor |  |  | Room-RO |  |  | Rack-05 | VIVANCO | 15 | VSA.6615.01.10e | JAE264318H3 | 11 | DCH_Airfreight_SW-01 | switch | CISCO | C9200-48T-E | GigabitEthernet1/0/5 | 10.60.48.18
Yes | DCH |  |  | Outside Campus Area |  |  | AirFrieght |  |  | 1st Floor |  |  | Room-RO |  |  | Rack-05 | VIVANCO | 15 | VSA.6615.01.10e | JAE264318H3 | 11 | DCH_Airfreight_SW-01 | switch | CISCO | C9200-48T-E | GigabitEthernet1/0/6 | 10.60.48.18
Yes | DCH |  |  | Outside Campus Area |  |  | AirFrieght |  |  | 1st Floor |  |  | Room-RO |  |  | Rack-05 | VIVANCO | 15 | VSA.6615.01.10e | JAE264318H3 | 11 | DCH_Airfreight_SW-01 | switch | CISCO | C9200-48T-E | GigabitEthernet1/0/7 | 10.60.48.18
Yes | DCH |  |  | Outside Campus Area |  |  | AirFrieght |  |  | 1st Floor |  |  | Room-RO |  |  | Rack-05 | VIVANCO | 15 | VSA.6615.01.10e | JAE264318H3 | 11 | DCH_Airfreight_SW-01 | switch | CISCO | C9200-48T-E | GigabitEthernet1/0/8 | 10.60.48.18
Yes | DCH |  |  | Outside Campus Area |  |  | AirFrieght |  |  | 1st Floor |  |  | Room-RO |  |  | Rack-05 | VIVANCO | 15 | VSA.6615.01.10e | JAE264318H3 | 11 | DCH_Airfreight_SW-01 | switch | CISCO | C9200-48T-E | GigabitEthernet1/0/9 | 10.60.48.18
Yes | DCH |  |  | Outside Campus Area |  |  | AirFrieght |  |  | 1st Floor |  |  | Room-RO |  |  | Rack-05 | VIVANCO | 15 | VSA.6615.01.10e | JAE264318H3 | 11 | DCH_Airfreight_SW-01 | switch | CISCO | C9200-48T-E | GigabitEthernet1/0/10 | 10.60.48.18
Yes | DCH |  |  | Outside Campus Area |  |  | AirFrieght |  |  | 1st Floor |  |  | Room-RO |  |  | Rack-05 | VIVANCO | 15 | VSA.6615.01.10e | JAE264318H3 | 11 | DCH_Airfreight_SW-01 | switch | CISCO | C9200-48T-E | GigabitEthernet1/0/11 | 10.60.48.18
Yes | DCH |  |  | Outside Campus Area |  |  | AirFrieght |  |  | 1st Floor |  |  | Room-RO |  |  | Rack-05 | VIVANCO | 15 | VSA.6615.01.10e | JAE264318H3 | 11 | DCH_Airfreight_SW-01 | switch | CISCO | C9200-48T-E | GigabitEthernet1/0/12 | 10.60.48.18
Yes | DCH |  |  | Outside Campus Area |  |  | AirFrieght |  |  | 1st Floor |  |  | Room-RO |  |  | Rack-05 | VIVANCO | 15 | VSA.6615.01.10e | JAE264318H3 | 11 | DCH_Airfreight_SW-01 | switch | CISCO | C9200-48T-E | GigabitEthernet1/0/13 | 10.60.48.18
Yes | DCH |  |  | Outside Campus Area |  |  | AirFrieght |  |  | 1st Floor |  |  | Room-RO |  |  | Rack-05 | VIVANCO | 15 | VSA.6615.01.10e | JAE264318H3 | 11 | DCH_Airfreight_SW-01 | switch | CISCO | C9200-48T-E | GigabitEthernet1/0/14 | 10.60.48.18
Yes | DCH |  |  | Outside Campus Area |  |  | AirFrieght |  |  | 1st Floor |  |  | Room-RO |  |  | Rack-05 | VIVANCO | 15 | VSA.6615.01.10e | JAE264318H3 | 11 | DCH_Airfreight_SW-01 | switch | CISCO | C9200-48T-E | GigabitEthernet1/0/15 | 10.60.48.18
Yes | DCH |  |  | Outside Campus Area |  |  | AirFrieght |  |  | 1st Floor |  |  | Room-RO |  |  | Rack-05 | VIVANCO | 15 | VSA.6615.01.10e | JAE264318H3 | 11 | DCH_Airfreight_SW-01 | switch | CISCO | C9200-48T-E | GigabitEthernet1/0/16 | 10.60.48.18
Yes | DCH |  |  | Outside Campus Area |  |  | AirFrieght |  |  | 1st Floor |  |  | Room-RO |  |  | Rack-05 | VIVANCO | 15 | VSA.6615.01.10e | JAE264318H3 | 11 | DCH_Airfreight_SW-01 | switch | CISCO | C9200-48T-E | GigabitEthernet1/0/17 | 10.60.48.18
Yes | DCH |  |  | Outside Campus Area |  |  | AirFrieght |  |  | 1st Floor |  |  | Room-RO |  |  | Rack-05 | VIVANCO | 15 | VSA.6615.01.10e | JAE264318H3 | 11 | DCH_Airfreight_SW-01 | switch | CISCO | C9200-48T-E | GigabitEthernet1/0/18 | 10.60.48.18
Yes | DCH |  |  | Outside Campus Area |  |  | AirFrieght |  |  | 1st Floor |  |  | Room-RO |  |  | Rack-05 | VIVANCO | 15 | VSA.6615.01.10e | JAE264318H3 | 11 | DCH_Airfreight_SW-01 | switch | CISCO | C9200-48T-E | GigabitEthernet1/0/19 | 10.60.48.18
Yes | DCH |  |  | Outside Campus Area |  |  | AirFrieght |  |  | 1st Floor |  |  | Room-RO |  |  | Rack-05 | VIVANCO | 15 | VSA.6615.01.10e | JAE264318H3 | 11 | DCH_Airfreight_SW-01 | switch | CISCO | C9200-48T-E | GigabitEthernet1/0/20 | 10.60.48.18
Yes | DCH |  |  | Outside Campus Area |  |  | AirFrieght |  |  | 1st Floor |  |  | Room-RO |  |  | Rack-05 | VIVANCO | 15 | VSA.6615.01.10e | JAE264318H3 | 11 | DCH_Airfreight_SW-01 | switch | CISCO | C9200-48T-E | GigabitEthernet1/0/21 | 10.60.48.18
Yes | DCH |  |  | Outside Campus Area |  |  | AirFrieght |  |  | 1st Floor |  |  | Room-RO |  |  | Rack-05 | VIVANCO | 15 | VSA.6615.01.10e | JAE264318H3 | 11 | DCH_Airfreight_SW-01 | switch | CISCO | C9200-48T-E | GigabitEthernet1/0/22 | 10.60.48.18
Yes | DCH |  |  | Outside Campus Area |  |  | AirFrieght |  |  | 1st Floor |  |  | Room-RO |  |  | Rack-05 | VIVANCO | 15 | VSA.6615.01.10e | JAE264318H3 | 11 | DCH_Airfreight_SW-01 | switch | CISCO | C9200-48T-E | GigabitEthernet1/0/23 | 10.60.48.18
Yes | DCH |  |  | Outside Campus Area |  |  | AirFrieght |  |  | 1st Floor |  |  | Room-RO |  |  | Rack-05 | VIVANCO | 15 | VSA.6615.01.10e | JAE264318H3 | 11 | DCH_Airfreight_SW-01 | switch | CISCO | C9200-48T-E | GigabitEthernet1/0/24 | 10.60.48.18
Yes | DCH |  |  | Outside Campus Area |  |  | AirFrieght |  |  | 1st Floor |  |  | Room-RO |  |  | Rack-05 | VIVANCO | 15 | VSA.6615.01.10e | JAE264318H3 | 11 | DCH_Airfreight_SW-01 | switch | CISCO | C9200-48T-E | GigabitEthernet1/0/25 | 10.60.48.18
Yes | DCH |  |  | Outside Campus Area |  |  | AirFrieght |  |  | 1st Floor |  |  | Room-RO |  |  | Rack-05 | VIVANCO | 15 | VSA.6615.01.10e | JAE264318H3 | 11 | DCH_Airfreight_SW-01 | switch | CISCO | C9200-48T-E | GigabitEthernet1/0/26 | 10.60.48.18
Yes | DCH |  |  | Outside Campus Area |  |  | AirFrieght |  |  | 1st Floor |  |  | Room-RO |  |  | Rack-05 | VIVANCO | 15 | VSA.6615.01.10e | JAE264318H3 | 11 | DCH_Airfreight_SW-01 | switch | CISCO | C9200-48T-E | GigabitEthernet1/0/27 | 10.60.48.18
Yes | DCH |  |  | Outside Campus Area |  |  | AirFrieght |  |  | 1st Floor |  |  | Room-RO |  |  | Rack-05 | VIVANCO | 15 | VSA.6615.01.10e | JAE264318H3 | 11 | DCH_Airfreight_SW-01 | switch | CISCO | C9200-48T-E | GigabitEthernet1/0/28 | 10.60.48.18
Yes | DCH |  |  | Outside Campus Area |  |  | AirFrieght |  |  | 1st Floor |  |  | Room-RO |  |  | Rack-05 | VIVANCO | 15 | VSA.6615.01.10e | JAE264318H3 | 11 | DCH_Airfreight_SW-01 | switch | CISCO | C9200-48T-E | GigabitEthernet1/0/29 | 10.60.48.18
Yes | DCH |  |  | Outside Campus Area |  |  | AirFrieght |  |  | 1st Floor |  |  | Room-RO |  |  | Rack-05 | VIVANCO | 15 | VSA.6615.01.10e | JAE264318H3 | 11 | DCH_Airfreight_SW-01 | switch | CISCO | C9200-48T-E | GigabitEthernet1/0/30 | 10.60.48.18
Yes | DCH |  |  | Outside Campus Area |  |  | AirFrieght |  |  | 1st Floor |  |  | Room-RO |  |  | Rack-05 | VIVANCO | 15 | VSA.6615.01.10e | JAE264318H3 | 11 | DCH_Airfreight_SW-01 | switch | CISCO | C9200-48T-E | GigabitEthernet1/0/31 | 10.60.48.18
Yes | DCH |  |  | Outside Campus Area |  |  | AirFrieght |  |  | 1st Floor |  |  | Room-RO |  |  | Rack-05 | VIVANCO | 15 | VSA.6615.01.10e | JAE264318H3 | 11 | DCH_Airfreight_SW-01 | switch | CISCO | C9200-48T-E | GigabitEthernet1/0/32 | 10.60.48.18
Yes | DCH |  |  | Outside Campus Area |  |  | AirFrieght |  |  | 1st Floor |  |  | Room-RO |  |  | Rack-05 | VIVANCO | 15 | VSA.6615.01.10e | JAE264318H3 | 11 | DCH_Airfreight_SW-01 | switch | CISCO | C9200-48T-E | GigabitEthernet1/0/33 | 10.60.48.18
Yes | DCH |  |  | Outside Campus Area |  |  | AirFrieght |  |  | 1st Floor |  |  | Room-RO |  |  | Rack-05 | VIVANCO | 15 | VSA.6615.01.10e | JAE264318H3 | 11 | DCH_Airfreight_SW-01 | switch | CISCO | C9200-48T-E | GigabitEthernet1/0/34 | 10.60.48.18
Yes | DCH |  |  | Outside Campus Area |  |  | AirFrieght |  |  | 1st Floor |  |  | Room-RO |  |  | Rack-05 | VIVANCO | 15 | VSA.6615.01.10e | JAE264318H3 | 11 | DCH_Airfreight_SW-01 | switch | CISCO | C9200-48T-E | GigabitEthernet1/0/35 | 10.60.48.18
Yes | DCH |  |  | Outside Campus Area |  |  | AirFrieght |  |  | 1st Floor |  |  | Room-RO |  |  | Rack-05 | VIVANCO | 15 | VSA.6615.01.10e | JAE264318H3 | 11 | DCH_Airfreight_SW-01 | switch | CISCO | C9200-48T-E | GigabitEthernet1/0/36 | 10.60.48.18
Yes | DCH |  |  | Outside Campus Area |  |  | AirFrieght |  |  | 1st Floor |  |  | Room-RO |  |  | Rack-05 | VIVANCO | 15 | VSA.6615.01.10e | JAE264318H3 | 11 | DCH_Airfreight_SW-01 | switch | CISCO | C9200-48T-E | GigabitEthernet1/0/37 | 10.60.48.18
Yes | DCH |  |  | Outside Campus Area |  |  | AirFrieght |  |  | 1st Floor |  |  | Room-RO |  |  | Rack-05 | VIVANCO | 15 | VSA.6615.01.10e | JAE264318H3 | 11 | DCH_Airfreight_SW-01 | switch | CISCO | C9200-48T-E | GigabitEthernet1/0/38 | 10.60.48.18
Yes | DCH |  |  | Outside Campus Area |  |  | AirFrieght |  |  | 1st Floor |  |  | Room-RO |  |  | Rack-05 | VIVANCO | 15 | VSA.6615.01.10e | JAE264318H3 | 11 | DCH_Airfreight_SW-01 | switch | CISCO | C9200-48T-E | GigabitEthernet1/0/39 | 10.60.48.18
Yes | DCH |  |  | Outside Campus Area |  |  | AirFrieght |  |  | 1st Floor |  |  | Room-RO |  |  | Rack-05 | VIVANCO | 15 | VSA.6615.01.10e | JAE264318H3 | 11 | DCH_Airfreight_SW-01 | switch | CISCO | C9200-48T-E | GigabitEthernet1/0/40 | 10.60.48.18
Yes | DCH |  |  | Outside Campus Area |  |  | AirFrieght |  |  | 1st Floor |  |  | Room-RO |  |  | Rack-05 | VIVANCO | 15 | VSA.6615.01.10e | JAE264318H3 | 11 | DCH_Airfreight_SW-01 | switch | CISCO | C9200-48T-E | GigabitEthernet1/0/41 | 10.60.48.18
Yes | DCH |  |  | Outside Campus Area |  |  | AirFrieght |  |  | 1st Floor |  |  | Room-RO |  |  | Rack-05 | VIVANCO | 15 | VSA.6615.01.10e | JAE264318H3 | 11 | DCH_Airfreight_SW-01 | switch | CISCO | C9200-48T-E | GigabitEthernet1/0/42 | 10.60.48.18
Yes | DCH |  |  | Outside Campus Area |  |  | AirFrieght |  |  | 1st Floor |  |  | Room-RO |  |  | Rack-05 | VIVANCO | 15 | VSA.6615.01.10e | JAE264318H3 | 11 | DCH_Airfreight_SW-01 | switch | CISCO | C9200-48T-E | GigabitEthernet1/0/43 | 10.60.48.18
Yes | DCH |  |  | Outside Campus Area |  |  | AirFrieght |  |  | 1st Floor |  |  | Room-RO |  |  | Rack-05 | VIVANCO | 15 | VSA.6615.01.10e | JAE264318H3 | 11 | DCH_Airfreight_SW-01 | switch | CISCO | C9200-48T-E | GigabitEthernet1/0/44 | 10.60.48.18
Yes | DCH |  |  | Outside Campus Area |  |  | AirFrieght |  |  | 1st Floor |  |  | Room-RO |  |  | Rack-05 | VIVANCO | 15 | VSA.6615.01.10e | JAE264318H3 | 11 | DCH_Airfreight_SW-01 | switch | CISCO | C9200-48T-E | GigabitEthernet1/0/45 | 10.60.48.18
Yes | DCH |  |  | Outside Campus Area |  |  | AirFrieght |  |  | 1st Floor |  |  | Room-RO |  |  | Rack-05 | VIVANCO | 15 | VSA.6615.01.10e | JAE264318H3 | 11 | DCH_Airfreight_SW-01 | switch | CISCO | C9200-48T-E | GigabitEthernet1/0/46 | 10.60.48.18
Yes | DCH |  |  | Outside Campus Area |  |  | AirFrieght |  |  | 1st Floor |  |  | Room-RO |  |  | Rack-05 | VIVANCO | 15 | VSA.6615.01.10e | JAE264318H3 | 11 | DCH_Airfreight_SW-01 | switch | CISCO | C9200-48T-E | GigabitEthernet1/0/47 | 10.60.48.18
Yes | DCH |  |  | Outside Campus Area |  |  | AirFrieght |  |  | 1st Floor |  |  | Room-RO |  |  | Rack-05 | VIVANCO | 15 | VSA.6615.01.10e | JAE264318H3 | 11 | DCH_Airfreight_SW-01 | switch | CISCO | C9200-48T-E | GigabitEthernet1/0/48 | 10.60.48.18
Yes | DCH |  |  | Outside Campus Area |  |  | AirFrieght |  |  | 1st Floor |  |  | Room-RO |  |  | Rack-05 | VIVANCO | 15 | VSA.6615.01.10e | JAE264318H3 | 11 | DCH_Airfreight_SW-01 | switch | CISCO | C9200-48T-E | Te1/1/1 | 10.60.48.18
Yes | DCH |  |  | Outside Campus Area |  |  | AirFrieght |  |  | 1st Floor |  |  | Room-RO |  |  | Rack-05 | VIVANCO | 15 | VSA.6615.01.10e | JAE264318H3 | 11 | DCH_Airfreight_SW-01 | switch | CISCO | C9200-48T-E | Te1/1/2 | 10.60.48.18
Yes | DCH |  |  | Outside Campus Area |  |  | AirFrieght |  |  | 1st Floor |  |  | Room-RO |  |  | Rack-05 | VIVANCO | 15 | VSA.6615.01.10e | JAE264318H3 | 11 | DCH_Airfreight_SW-01 | switch | CISCO | C9200-48T-E | Te1/1/3 | 10.60.48.18 | Uplink-01
Yes | DCH |  |  | Outside Campus Area |  |  | AirFrieght |  |  | 1st Floor |  |  | Room-RO |  |  | Rack-05 | VIVANCO | 15 | VSA.6615.01.10e | JAE264318H3 | 11 | DCH_Airfreight_SW-01 | switch | CISCO | C9200-48T-E | Te1/1/4 | 10.60.48.18 | Uplink-02
Yes | DCH |  |  | Outside Campus Area |  |  | Curier Unit | Building.... | [] | Ground Floor |  |  | Room-DC |  |  | Rack-06 | VIVANCO | 15 | VSA.6615.01.10e | JAE264318P7 | 11 | DCH_Courier_Unit_SW-01 | switch | CISCO | C9200-48T-E | GigabitEthernet1/0/1 | 10.60.48.21
Yes | DCH |  |  | Outside Campus Area |  |  | Curier Unit |  |  | Ground Floor |  |  | Room-DC |  |  | Rack-06 | VIVANCO | 15 | VSA.6615.01.10e | JAE264318P7 | 11 | DCH_Courier_Unit_SW-01 | switch | CISCO | C9200-48T-E | GigabitEthernet1/0/2 | 10.60.48.21
Yes | DCH |  |  | Outside Campus Area |  |  | Curier Unit |  |  | Ground Floor |  |  | Room-DC |  |  | Rack-06 | VIVANCO | 15 | VSA.6615.01.10e | JAE264318P7 | 11 | DCH_Courier_Unit_SW-01 | switch | CISCO | C9200-48T-E | GigabitEthernet1/0/3 | 10.60.48.21
Yes | DCH |  |  | Outside Campus Area |  |  | Curier Unit |  |  | Ground Floor |  |  | Room-DC |  |  | Rack-06 | VIVANCO | 15 | VSA.6615.01.10e | JAE264318P7 | 11 | DCH_Courier_Unit_SW-01 | switch | CISCO | C9200-48T-E | GigabitEthernet1/0/4 | 10.60.48.21
Yes | DCH |  |  | Outside Campus Area |  |  | Curier Unit |  |  | Ground Floor |  |  | Room-DC |  |  | Rack-06 | VIVANCO | 15 | VSA.6615.01.10e | JAE264318P7 | 11 | DCH_Courier_Unit_SW-01 | switch | CISCO | C9200-48T-E | GigabitEthernet1/0/5 | 10.60.48.21
Yes | DCH |  |  | Outside Campus Area |  |  | Curier Unit |  |  | Ground Floor |  |  | Room-DC |  |  | Rack-06 | VIVANCO | 15 | VSA.6615.01.10e | JAE264318P7 | 11 | DCH_Courier_Unit_SW-01 | switch | CISCO | C9200-48T-E | GigabitEthernet1/0/6 | 10.60.48.21
Yes | DCH |  |  | Outside Campus Area |  |  | Curier Unit |  |  | Ground Floor |  |  | Room-DC |  |  | Rack-06 | VIVANCO | 15 | VSA.6615.01.10e | JAE264318P7 | 11 | DCH_Courier_Unit_SW-01 | switch | CISCO | C9200-48T-E | GigabitEthernet1/0/7 | 10.60.48.21
Yes | DCH |  |  | Outside Campus Area |  |  | Curier Unit |  |  | Ground Floor |  |  | Room-DC |  |  | Rack-06 | VIVANCO | 15 | VSA.6615.01.10e | JAE264318P7 | 11 | DCH_Courier_Unit_SW-01 | switch | CISCO | C9200-48T-E | GigabitEthernet1/0/8 | 10.60.48.21
Yes | DCH |  |  | Outside Campus Area |  |  | Curier Unit |  |  | Ground Floor |  |  | Room-DC |  |  | Rack-06 | VIVANCO | 15 | VSA.6615.01.10e | JAE264318P7 | 11 | DCH_Courier_Unit_SW-01 | switch | CISCO | C9200-48T-E | GigabitEthernet1/0/9 | 10.60.48.21
Yes | DCH |  |  | Outside Campus Area |  |  | Curier Unit |  |  | Ground Floor |  |  | Room-DC |  |  | Rack-06 | VIVANCO | 15 | VSA.6615.01.10e | JAE264318P7 | 11 | DCH_Courier_Unit_SW-01 | switch | CISCO | C9200-48T-E | GigabitEthernet1/0/10 | 10.60.48.21
Yes | DCH |  |  | Outside Campus Area |  |  | Curier Unit |  |  | Ground Floor |  |  | Room-DC |  |  | Rack-06 | VIVANCO | 15 | VSA.6615.01.10e | JAE264318P7 | 11 | DCH_Courier_Unit_SW-01 | switch | CISCO | C9200-48T-E | GigabitEthernet1/0/11 | 10.60.48.21
Yes | DCH |  |  | Outside Campus Area |  |  | Curier Unit |  |  | Ground Floor |  |  | Room-DC |  |  | Rack-06 | VIVANCO | 15 | VSA.6615.01.10e | JAE264318P7 | 11 | DCH_Courier_Unit_SW-01 | switch | CISCO | C9200-48T-E | GigabitEthernet1/0/12 | 10.60.48.21
Yes | DCH |  |  | Outside Campus Area |  |  | Curier Unit |  |  | Ground Floor |  |  | Room-DC |  |  | Rack-06 | VIVANCO | 15 | VSA.6615.01.10e | JAE264318P7 | 11 | DCH_Courier_Unit_SW-01 | switch | CISCO | C9200-48T-E | GigabitEthernet1/0/13 | 10.60.48.21
Yes | DCH |  |  | Outside Campus Area |  |  | Curier Unit |  |  | Ground Floor |  |  | Room-DC |  |  | Rack-06 | VIVANCO | 15 | VSA.6615.01.10e | JAE264318P7 | 11 | DCH_Courier_Unit_SW-01 | switch | CISCO | C9200-48T-E | GigabitEthernet1/0/14 | 10.60.48.21
Yes | DCH |  |  | Outside Campus Area |  |  | Curier Unit |  |  | Ground Floor |  |  | Room-DC |  |  | Rack-06 | VIVANCO | 15 | VSA.6615.01.10e | JAE264318P7 | 11 | DCH_Courier_Unit_SW-01 | switch | CISCO | C9200-48T-E | GigabitEthernet1/0/15 | 10.60.48.21
Yes | DCH |  |  | Outside Campus Area |  |  | Curier Unit |  |  | Ground Floor |  |  | Room-DC |  |  | Rack-06 | VIVANCO | 15 | VSA.6615.01.10e | JAE264318P7 | 11 | DCH_Courier_Unit_SW-01 | switch | CISCO | C9200-48T-E | GigabitEthernet1/0/16 | 10.60.48.21
Yes | DCH |  |  | Outside Campus Area |  |  | Curier Unit |  |  | Ground Floor |  |  | Room-DC |  |  | Rack-06 | VIVANCO | 15 | VSA.6615.01.10e | JAE264318P7 | 11 | DCH_Courier_Unit_SW-01 | switch | CISCO | C9200-48T-E | GigabitEthernet1/0/17 | 10.60.48.21
Yes | DCH |  |  | Outside Campus Area |  |  | Curier Unit |  |  | Ground Floor |  |  | Room-DC |  |  | Rack-06 | VIVANCO | 15 | VSA.6615.01.10e | JAE264318P7 | 11 | DCH_Courier_Unit_SW-01 | switch | CISCO | C9200-48T-E | GigabitEthernet1/0/18 | 10.60.48.21
Yes | DCH |  |  | Outside Campus Area |  |  | Curier Unit |  |  | Ground Floor |  |  | Room-DC |  |  | Rack-06 | VIVANCO | 15 | VSA.6615.01.10e | JAE264318P7 | 11 | DCH_Courier_Unit_SW-01 | switch | CISCO | C9200-48T-E | GigabitEthernet1/0/19 | 10.60.48.21
Yes | DCH |  |  | Outside Campus Area |  |  | Curier Unit |  |  | Ground Floor |  |  | Room-DC |  |  | Rack-06 | VIVANCO | 15 | VSA.6615.01.10e | JAE264318P7 | 11 | DCH_Courier_Unit_SW-01 | switch | CISCO | C9200-48T-E | GigabitEthernet1/0/20 | 10.60.48.21
Yes | DCH |  |  | Outside Campus Area |  |  | Curier Unit |  |  | Ground Floor |  |  | Room-DC |  |  | Rack-06 | VIVANCO | 15 | VSA.6615.01.10e | JAE264318P7 | 11 | DCH_Courier_Unit_SW-01 | switch | CISCO | C9200-48T-E | GigabitEthernet1/0/21 | 10.60.48.21
Yes | DCH |  |  | Outside Campus Area |  |  | Curier Unit |  |  | Ground Floor |  |  | Room-DC |  |  | Rack-06 | VIVANCO | 15 | VSA.6615.01.10e | JAE264318P7 | 11 | DCH_Courier_Unit_SW-01 | switch | CISCO | C9200-48T-E | GigabitEthernet1/0/22 | 10.60.48.21
Yes | DCH |  |  | Outside Campus Area |  |  | Curier Unit |  |  | Ground Floor |  |  | Room-DC |  |  | Rack-06 | VIVANCO | 15 | VSA.6615.01.10e | JAE264318P7 | 11 | DCH_Courier_Unit_SW-01 | switch | CISCO | C9200-48T-E | GigabitEthernet1/0/23 | 10.60.48.21
Yes | DCH |  |  | Outside Campus Area |  |  | Curier Unit |  |  | Ground Floor |  |  | Room-DC |  |  | Rack-06 | VIVANCO | 15 | VSA.6615.01.10e | JAE264318P7 | 11 | DCH_Courier_Unit_SW-01 | switch | CISCO | C9200-48T-E | GigabitEthernet1/0/24 | 10.60.48.21
Yes | DCH |  |  | Outside Campus Area |  |  | Curier Unit |  |  | Ground Floor |  |  | Room-DC |  |  | Rack-06 | VIVANCO | 15 | VSA.6615.01.10e | JAE264318P7 | 11 | DCH_Courier_Unit_SW-01 | switch | CISCO | C9200-48T-E | GigabitEthernet1/0/25 | 10.60.48.21
Yes | DCH |  |  | Outside Campus Area |  |  | Curier Unit |  |  | Ground Floor |  |  | Room-DC |  |  | Rack-06 | VIVANCO | 15 | VSA.6615.01.10e | JAE264318P7 | 11 | DCH_Courier_Unit_SW-01 | switch | CISCO | C9200-48T-E | GigabitEthernet1/0/26 | 10.60.48.21
Yes | DCH |  |  | Outside Campus Area |  |  | Curier Unit |  |  | Ground Floor |  |  | Room-DC |  |  | Rack-06 | VIVANCO | 15 | VSA.6615.01.10e | JAE264318P7 | 11 | DCH_Courier_Unit_SW-01 | switch | CISCO | C9200-48T-E | GigabitEthernet1/0/27 | 10.60.48.21
Yes | DCH |  |  | Outside Campus Area |  |  | Curier Unit |  |  | Ground Floor |  |  | Room-DC |  |  | Rack-06 | VIVANCO | 15 | VSA.6615.01.10e | JAE264318P7 | 11 | DCH_Courier_Unit_SW-01 | switch | CISCO | C9200-48T-E | GigabitEthernet1/0/28 | 10.60.48.21
Yes | DCH |  |  | Outside Campus Area |  |  | Curier Unit |  |  | Ground Floor |  |  | Room-DC |  |  | Rack-06 | VIVANCO | 15 | VSA.6615.01.10e | JAE264318P7 | 11 | DCH_Courier_Unit_SW-01 | switch | CISCO | C9200-48T-E | GigabitEthernet1/0/29 | 10.60.48.21
Yes | DCH |  |  | Outside Campus Area |  |  | Curier Unit |  |  | Ground Floor |  |  | Room-DC |  |  | Rack-06 | VIVANCO | 15 | VSA.6615.01.10e | JAE264318P7 | 11 | DCH_Courier_Unit_SW-01 | switch | CISCO | C9200-48T-E | GigabitEthernet1/0/30 | 10.60.48.21
Yes | DCH |  |  | Outside Campus Area |  |  | Curier Unit |  |  | Ground Floor |  |  | Room-DC |  |  | Rack-06 | VIVANCO | 15 | VSA.6615.01.10e | JAE264318P7 | 11 | DCH_Courier_Unit_SW-01 | switch | CISCO | C9200-48T-E | GigabitEthernet1/0/31 | 10.60.48.21
Yes | DCH |  |  | Outside Campus Area |  |  | Curier Unit |  |  | Ground Floor |  |  | Room-DC |  |  | Rack-06 | VIVANCO | 15 | VSA.6615.01.10e | JAE264318P7 | 11 | DCH_Courier_Unit_SW-01 | switch | CISCO | C9200-48T-E | GigabitEthernet1/0/32 | 10.60.48.21
Yes | DCH |  |  | Outside Campus Area |  |  | Curier Unit |  |  | Ground Floor |  |  | Room-DC |  |  | Rack-06 | VIVANCO | 15 | VSA.6615.01.10e | JAE264318P7 | 11 | DCH_Courier_Unit_SW-01 | switch | CISCO | C9200-48T-E | GigabitEthernet1/0/33 | 10.60.48.21
Yes | DCH |  |  | Outside Campus Area |  |  | Curier Unit |  |  | Ground Floor |  |  | Room-DC |  |  | Rack-06 | VIVANCO | 15 | VSA.6615.01.10e | JAE264318P7 | 11 | DCH_Courier_Unit_SW-01 | switch | CISCO | C9200-48T-E | GigabitEthernet1/0/34 | 10.60.48.21
Yes | DCH |  |  | Outside Campus Area |  |  | Curier Unit |  |  | Ground Floor |  |  | Room-DC |  |  | Rack-06 | VIVANCO | 15 | VSA.6615.01.10e | JAE264318P7 | 11 | DCH_Courier_Unit_SW-01 | switch | CISCO | C9200-48T-E | GigabitEthernet1/0/35 | 10.60.48.21
Yes | DCH |  |  | Outside Campus Area |  |  | Curier Unit |  |  | Ground Floor |  |  | Room-DC |  |  | Rack-06 | VIVANCO | 15 | VSA.6615.01.10e | JAE264318P7 | 11 | DCH_Courier_Unit_SW-01 | switch | CISCO | C9200-48T-E | GigabitEthernet1/0/36 | 10.60.48.21
Yes | DCH |  |  | Outside Campus Area |  |  | Curier Unit |  |  | Ground Floor |  |  | Room-DC |  |  | Rack-06 | VIVANCO | 15 | VSA.6615.01.10e | JAE264318P7 | 11 | DCH_Courier_Unit_SW-01 | switch | CISCO | C9200-48T-E | GigabitEthernet1/0/37 | 10.60.48.21
Yes | DCH |  |  | Outside Campus Area |  |  | Curier Unit |  |  | Ground Floor |  |  | Room-DC |  |  | Rack-06 | VIVANCO | 15 | VSA.6615.01.10e | JAE264318P7 | 11 | DCH_Courier_Unit_SW-01 | switch | CISCO | C9200-48T-E | GigabitEthernet1/0/38 | 10.60.48.21
Yes | DCH |  |  | Outside Campus Area |  |  | Curier Unit |  |  | Ground Floor |  |  | Room-DC |  |  | Rack-06 | VIVANCO | 15 | VSA.6615.01.10e | JAE264318P7 | 11 | DCH_Courier_Unit_SW-01 | switch | CISCO | C9200-48T-E | GigabitEthernet1/0/39 | 10.60.48.21
Yes | DCH |  |  | Outside Campus Area |  |  | Curier Unit |  |  | Ground Floor |  |  | Room-DC |  |  | Rack-06 | VIVANCO | 15 | VSA.6615.01.10e | JAE264318P7 | 11 | DCH_Courier_Unit_SW-01 | switch | CISCO | C9200-48T-E | GigabitEthernet1/0/40 | 10.60.48.21
Yes | DCH |  |  | Outside Campus Area |  |  | Curier Unit |  |  | Ground Floor |  |  | Room-DC |  |  | Rack-06 | VIVANCO | 15 | VSA.6615.01.10e | JAE264318P7 | 11 | DCH_Courier_Unit_SW-01 | switch | CISCO | C9200-48T-E | GigabitEthernet1/0/41 | 10.60.48.21
Yes | DCH |  |  | Outside Campus Area |  |  | Curier Unit |  |  | Ground Floor |  |  | Room-DC |  |  | Rack-06 | VIVANCO | 15 | VSA.6615.01.10e | JAE264318P7 | 11 | DCH_Courier_Unit_SW-01 | switch | CISCO | C9200-48T-E | GigabitEthernet1/0/42 | 10.60.48.21
Yes | DCH |  |  | Outside Campus Area |  |  | Curier Unit |  |  | Ground Floor |  |  | Room-DC |  |  | Rack-06 | VIVANCO | 15 | VSA.6615.01.10e | JAE264318P7 | 11 | DCH_Courier_Unit_SW-01 | switch | CISCO | C9200-48T-E | GigabitEthernet1/0/43 | 10.60.48.21
Yes | DCH |  |  | Outside Campus Area |  |  | Curier Unit |  |  | Ground Floor |  |  | Room-DC |  |  | Rack-06 | VIVANCO | 15 | VSA.6615.01.10e | JAE264318P7 | 11 | DCH_Courier_Unit_SW-01 | switch | CISCO | C9200-48T-E | GigabitEthernet1/0/44 | 10.60.48.21
Yes | DCH |  |  | Outside Campus Area |  |  | Curier Unit |  |  | Ground Floor |  |  | Room-DC |  |  | Rack-06 | VIVANCO | 15 | VSA.6615.01.10e | JAE264318P7 | 11 | DCH_Courier_Unit_SW-01 | switch | CISCO | C9200-48T-E | GigabitEthernet1/0/45 | 10.60.48.21
Yes | DCH |  |  | Outside Campus Area |  |  | Curier Unit |  |  | Ground Floor |  |  | Room-DC |  |  | Rack-06 | VIVANCO | 15 | VSA.6615.01.10e | JAE264318P7 | 11 | DCH_Courier_Unit_SW-01 | switch | CISCO | C9200-48T-E | GigabitEthernet1/0/46 | 10.60.48.21
Yes | DCH |  |  | Outside Campus Area |  |  | Curier Unit |  |  | Ground Floor |  |  | Room-DC |  |  | Rack-06 | VIVANCO | 15 | VSA.6615.01.10e | JAE264318P7 | 11 | DCH_Courier_Unit_SW-01 | switch | CISCO | C9200-48T-E | GigabitEthernet1/0/47 | 10.60.48.21
Yes | DCH |  |  | Outside Campus Area |  |  | Curier Unit |  |  | Ground Floor |  |  | Room-DC |  |  | Rack-06 | VIVANCO | 15 | VSA.6615.01.10e | JAE264318P7 | 11 | DCH_Courier_Unit_SW-01 | switch | CISCO | C9200-48T-E | GigabitEthernet1/0/48 | 10.60.48.21
Yes | DCH |  |  | Outside Campus Area |  |  | Curier Unit |  |  | Ground Floor |  |  | Room-DC |  |  | Rack-06 | VIVANCO | 15 | VSA.6615.01.10e | JAE264318P7 | 11 | DCH_Courier_Unit_SW-01 | switch | CISCO | C9200-48T-E | Te1/1/1 | 10.60.48.21 | Spare
Yes | DCH |  |  | Outside Campus Area |  |  | Curier Unit |  |  | Ground Floor |  |  | Room-DC |  |  | Rack-06 | VIVANCO | 15 | VSA.6615.01.10e | JAE264318P7 | 11 | DCH_Courier_Unit_SW-01 | switch | CISCO | C9200-48T-E | Te1/1/2 | 10.60.48.21 | Spare
Yes | DCH |  |  | Outside Campus Area |  |  | Curier Unit |  |  | Ground Floor |  |  | Room-DC |  |  | Rack-06 | VIVANCO | 15 | VSA.6615.01.10e | JAE264318P7 | 11 | DCH_Courier_Unit_SW-01 | switch | CISCO | C9200-48T-E | Te1/1/3 | 10.60.48.21 | DCH-Courier-Unit-SW_Port-Ten 1/1/3 to DCH_Core-SW-1_Port-Ten 1/0/9
Yes | DCH |  |  | Outside Campus Area |  |  | Curier Unit |  |  | Ground Floor |  |  | Room-DC |  |  | Rack-06 | VIVANCO | 15 | VSA.6615.01.10e | JAE264318P7 | 11 | DCH_Courier_Unit_SW-01 | switch | CISCO | C9200-48T-E | Te1/1/4 | 10.60.48.21 | DCH-Courier-Unit-SW_Port-Ten 1/1/4 to DCH_Core-SW-2_Port-Ten 1/0/9
Yes | DCH |  |  | Outside Campus Area |  |  | Curier Entry Gate | Building.... | [] | Ground Floor | ... | [...] | DCH Courier Entry Gate |  |  | Rack-08 | VIVANCO | 15 |  | PSZ26201PSK | 11 | DCH_Courier_Entry_Gate_SW-01 | switch | CISCO | C1000-8FP-E-2G-L | GigabitEthernet1/0/1 | 10.60.48.22
Yes | DCH |  |  | Outside Campus Area |  |  | Curier Entry Gate |  |  | Ground Floor |  |  | DCH Courier Entry Gate |  |  | Rack-08 | VIVANCO | 15 |  | PSZ26201PSK | 11 | DCH_Courier_Entry_Gate_SW-01 | switch | CISCO | C1000-8FP-E-2G-L | GigabitEthernet1/0/2 | 10.60.48.22
Yes | DCH |  |  | Outside Campus Area |  |  | Curier Entry Gate |  |  | Ground Floor |  |  | DCH Courier Entry Gate |  |  | Rack-08 | VIVANCO | 15 |  | PSZ26201PSK | 11 | DCH_Courier_Entry_Gate_SW-01 | switch | CISCO | C1000-8FP-E-2G-L | GigabitEthernet1/0/3 | 10.60.48.22
Yes | DCH |  |  | Outside Campus Area |  |  | Curier Entry Gate |  |  | Ground Floor |  |  | DCH Courier Entry Gate |  |  | Rack-08 | VIVANCO | 15 |  | PSZ26201PSK | 11 | DCH_Courier_Entry_Gate_SW-01 | switch | CISCO | C1000-8FP-E-2G-L | GigabitEthernet1/0/4 | 10.60.48.22
Yes | DCH |  |  | Outside Campus Area |  |  | Curier Entry Gate |  |  | Ground Floor |  |  | DCH Courier Entry Gate |  |  | Rack-08 | VIVANCO | 15 |  | PSZ26201PSK | 11 | DCH_Courier_Entry_Gate_SW-01 | switch | CISCO | C1000-8FP-E-2G-L | GigabitEthernet1/0/5 | 10.60.48.22
Yes | DCH |  |  | Outside Campus Area |  |  | Curier Entry Gate |  |  | Ground Floor |  |  | DCH Courier Entry Gate |  |  | Rack-08 | VIVANCO | 15 |  | PSZ26201PSK | 11 | DCH_Courier_Entry_Gate_SW-01 | switch | CISCO | C1000-8FP-E-2G-L | GigabitEthernet1/0/6 | 10.60.48.22
Yes | DCH |  |  | Outside Campus Area |  |  | Curier Entry Gate |  |  | Ground Floor |  |  | DCH Courier Entry Gate |  |  | Rack-08 | VIVANCO | 15 |  | PSZ26201PSK | 11 | DCH_Courier_Entry_Gate_SW-01 | switch | CISCO | C1000-8FP-E-2G-L | GigabitEthernet1/0/7 | 10.60.48.22
Yes | DCH |  |  | Outside Campus Area |  |  | Curier Entry Gate |  |  | Ground Floor |  |  | DCH Courier Entry Gate |  |  | Rack-08 | VIVANCO | 15 |  | PSZ26201PSK | 11 | DCH_Courier_Entry_Gate_SW-01 | switch | CISCO | C1000-8FP-E-2G-L | GigabitEthernet1/0/8 | 10.60.48.22
Yes | DCH |  |  | Outside Campus Area |  |  | Curier Entry Gate |  |  | Ground Floor |  |  | DCH Courier Entry Gate |  |  | Rack-08 | VIVANCO | 15 |  | PSZ26201PSK | 11 | DCH_Courier_Entry_Gate_SW-01 | switch | CISCO | C1000-8FP-E-2G-L | GigabitEthernet1/0/9 | 10.60.48.22 | Uplink-01
Yes | DCH |  |  | Outside Campus Area |  |  | Curier Entry Gate |  |  | Ground Floor |  |  | DCH Courier Entry Gate |  |  | Rack-08 | VIVANCO | 15 |  | PSZ26201PSK | 11 | DCH_Courier_Entry_Gate_SW-01 | switch | CISCO | C1000-8FP-E-2G-L | GigabitEthernet1/0/10 | 10.60.48.22 | Uplink-02
Yes | DCH |  |  | Outside Campus Area |  |  | Gate-08 | Building.... | [] | Ground Floor | ... | [...] | DCH Gate 08 |  |  | Rack-09 | VIVANCO | 15 |  | PSZ262119JP | 11 | DCH_Gate-08_-SW-01 | switch | CISCO | C1000-8FP-E-2G-L | GigabitEthernet1/0/1 | 10.60.48.19
Yes | DCH |  |  | Outside Campus Area |  |  | Gate-08 |  |  | Ground Floor |  |  | DCH Gate 08 |  |  | Rack-09 | VIVANCO | 15 |  | PSZ262119JP | 11 | DCH_Gate-08_-SW-01 | switch | CISCO | C1000-8FP-E-2G-L | GigabitEthernet1/0/2 | 10.60.48.19
Yes | DCH |  |  | Outside Campus Area |  |  | Gate-08 |  |  | Ground Floor |  |  | DCH Gate 08 |  |  | Rack-09 | VIVANCO | 15 |  | PSZ262119JP | 11 | DCH_Gate-08_-SW-01 | switch | CISCO | C1000-8FP-E-2G-L | GigabitEthernet1/0/3 | 10.60.48.19
Yes | DCH |  |  | Outside Campus Area |  |  | Gate-08 |  |  | Ground Floor |  |  | DCH Gate 08 |  |  | Rack-09 | VIVANCO | 15 |  | PSZ262119JP | 11 | DCH_Gate-08_-SW-01 | switch | CISCO | C1000-8FP-E-2G-L | GigabitEthernet1/0/4 | 10.60.48.19
Yes | DCH |  |  | Outside Campus Area |  |  | Gate-08 |  |  | Ground Floor |  |  | DCH Gate 08 |  |  | Rack-09 | VIVANCO | 15 |  | PSZ262119JP | 11 | DCH_Gate-08_-SW-01 | switch | CISCO | C1000-8FP-E-2G-L | GigabitEthernet1/0/5 | 10.60.48.19
Yes | DCH |  |  | Outside Campus Area |  |  | Gate-08 |  |  | Ground Floor |  |  | DCH Gate 08 |  |  | Rack-09 | VIVANCO | 15 |  | PSZ262119JP | 11 | DCH_Gate-08_-SW-01 | switch | CISCO | C1000-8FP-E-2G-L | GigabitEthernet1/0/6 | 10.60.48.19
Yes | DCH |  |  | Outside Campus Area |  |  | Gate-08 |  |  | Ground Floor |  |  | DCH Gate 08 |  |  | Rack-09 | VIVANCO | 15 |  | PSZ262119JP | 11 | DCH_Gate-08_-SW-01 | switch | CISCO | C1000-8FP-E-2G-L | GigabitEthernet1/0/7 | 10.60.48.19
Yes | DCH |  |  | Outside Campus Area |  |  | Gate-08 |  |  | Ground Floor |  |  | DCH Gate 08 |  |  | Rack-09 | VIVANCO | 15 |  | PSZ262119JP | 11 | DCH_Gate-08_-SW-01 | switch | CISCO | C1000-8FP-E-2G-L | GigabitEthernet1/0/8 | 10.60.48.19
Yes | DCH |  |  | Outside Campus Area |  |  | Gate-08 |  |  | Ground Floor |  |  | DCH Gate 08 |  |  | Rack-09 | VIVANCO | 15 |  | PSZ262119JP | 11 | DCH_Gate-08_-SW-01 | switch | CISCO | C1000-8FP-E-2G-L | GigabitEthernet1/0/9 | 10.60.48.19 | Uplink-01
Yes | DCH |  |  | Outside Campus Area |  |  | Gate-08 |  |  | Ground Floor |  |  | DCH Gate 08 |  |  | Rack-09 | VIVANCO | 15 |  | PSZ262119JP | 11 | DCH_Gate-08_-SW-01 | switch | CISCO | C1000-8FP-E-2G-L | GigabitEthernet1/0/10 | 10.60.48.19 | Uplink-02
Yes | DCH |  |  | Outside Campus Area |  |  | Export Cargo Village | Building.... |  | Ground Floor | ... | [...] | 207 |  |  | Rack-07 | VIVANCO | 15 | VSA.6615.01.10e | JAE2643189X | 11 | DCH_Export_Cargo_Village_SW-01 | switch | CISCO | C9200-48T-E | GigabitEthernet1/0/1 | 10.60.48.20
Yes | DCH |  |  | Outside Campus Area |  |  | Export Cargo Village |  |  | Ground Floor |  |  | 207 |  |  | Rack-07 | VIVANCO | 15 | VSA.6615.01.10e | JAE2643189X | 11 | DCH_Export_Cargo_Village_SW-01 | switch | CISCO | C9200-48T-E | GigabitEthernet1/0/2 | 10.60.48.20
Yes | DCH |  |  | Outside Campus Area |  |  | Export Cargo Village |  |  | Ground Floor |  |  | 207 |  |  | Rack-07 | VIVANCO | 15 | VSA.6615.01.10e | JAE2643189X | 11 | DCH_Export_Cargo_Village_SW-01 | switch | CISCO | C9200-48T-E | GigabitEthernet1/0/3 | 10.60.48.20
Yes | DCH |  |  | Outside Campus Area |  |  | Export Cargo Village |  |  | Ground Floor |  |  | 207 |  |  | Rack-07 | VIVANCO | 15 | VSA.6615.01.10e | JAE2643189X | 11 | DCH_Export_Cargo_Village_SW-01 | switch | CISCO | C9200-48T-E | GigabitEthernet1/0/4 | 10.60.48.20
Yes | DCH |  |  | Outside Campus Area |  |  | Export Cargo Village |  |  | Ground Floor |  |  | 207 |  |  | Rack-07 | VIVANCO | 15 | VSA.6615.01.10e | JAE2643189X | 11 | DCH_Export_Cargo_Village_SW-01 | switch | CISCO | C9200-48T-E | GigabitEthernet1/0/5 | 10.60.48.20
Yes | DCH |  |  | Outside Campus Area |  |  | Export Cargo Village |  |  | Ground Floor |  |  | 207 |  |  | Rack-07 | VIVANCO | 15 | VSA.6615.01.10e | JAE2643189X | 11 | DCH_Export_Cargo_Village_SW-01 | switch | CISCO | C9200-48T-E | GigabitEthernet1/0/6 | 10.60.48.20
Yes | DCH |  |  | Outside Campus Area |  |  | Export Cargo Village |  |  | Ground Floor |  |  | 207 |  |  | Rack-07 | VIVANCO | 15 | VSA.6615.01.10e | JAE2643189X | 11 | DCH_Export_Cargo_Village_SW-01 | switch | CISCO | C9200-48T-E | GigabitEthernet1/0/7 | 10.60.48.20
Yes | DCH |  |  | Outside Campus Area |  |  | Export Cargo Village |  |  | Ground Floor |  |  | 207 |  |  | Rack-07 | VIVANCO | 15 | VSA.6615.01.10e | JAE2643189X | 11 | DCH_Export_Cargo_Village_SW-01 | switch | CISCO | C9200-48T-E | GigabitEthernet1/0/8 | 10.60.48.20
Yes | DCH |  |  | Outside Campus Area |  |  | Export Cargo Village |  |  | Ground Floor |  |  | 207 |  |  | Rack-07 | VIVANCO | 15 | VSA.6615.01.10e | JAE2643189X | 11 | DCH_Export_Cargo_Village_SW-01 | switch | CISCO | C9200-48T-E | GigabitEthernet1/0/9 | 10.60.48.20
Yes | DCH |  |  | Outside Campus Area |  |  | Export Cargo Village |  |  | Ground Floor |  |  | 207 |  |  | Rack-07 | VIVANCO | 15 | VSA.6615.01.10e | JAE2643189X | 11 | DCH_Export_Cargo_Village_SW-01 | switch | CISCO | C9200-48T-E | GigabitEthernet1/0/10 | 10.60.48.20
Yes | DCH |  |  | Outside Campus Area |  |  | Export Cargo Village |  |  | Ground Floor |  |  | 207 |  |  | Rack-07 | VIVANCO | 15 | VSA.6615.01.10e | JAE2643189X | 11 | DCH_Export_Cargo_Village_SW-01 | switch | CISCO | C9200-48T-E | GigabitEthernet1/0/11 | 10.60.48.20
Yes | DCH |  |  | Outside Campus Area |  |  | Export Cargo Village |  |  | Ground Floor |  |  | 207 |  |  | Rack-07 | VIVANCO | 15 | VSA.6615.01.10e | JAE2643189X | 11 | DCH_Export_Cargo_Village_SW-01 | switch | CISCO | C9200-48T-E | GigabitEthernet1/0/12 | 10.60.48.20
Yes | DCH |  |  | Outside Campus Area |  |  | Export Cargo Village |  |  | Ground Floor |  |  | 207 |  |  | Rack-07 | VIVANCO | 15 | VSA.6615.01.10e | JAE2643189X | 11 | DCH_Export_Cargo_Village_SW-01 | switch | CISCO | C9200-48T-E | GigabitEthernet1/0/13 | 10.60.48.20
Yes | DCH |  |  | Outside Campus Area |  |  | Export Cargo Village |  |  | Ground Floor |  |  | 207 |  |  | Rack-07 | VIVANCO | 15 | VSA.6615.01.10e | JAE2643189X | 11 | DCH_Export_Cargo_Village_SW-01 | switch | CISCO | C9200-48T-E | GigabitEthernet1/0/14 | 10.60.48.20
Yes | DCH |  |  | Outside Campus Area |  |  | Export Cargo Village |  |  | Ground Floor |  |  | 207 |  |  | Rack-07 | VIVANCO | 15 | VSA.6615.01.10e | JAE2643189X | 11 | DCH_Export_Cargo_Village_SW-01 | switch | CISCO | C9200-48T-E | GigabitEthernet1/0/15 | 10.60.48.20
Yes | DCH |  |  | Outside Campus Area |  |  | Export Cargo Village |  |  | Ground Floor |  |  | 207 |  |  | Rack-07 | VIVANCO | 15 | VSA.6615.01.10e | JAE2643189X | 11 | DCH_Export_Cargo_Village_SW-01 | switch | CISCO | C9200-48T-E | GigabitEthernet1/0/16 | 10.60.48.20
Yes | DCH |  |  | Outside Campus Area |  |  | Export Cargo Village |  |  | Ground Floor |  |  | 207 |  |  | Rack-07 | VIVANCO | 15 | VSA.6615.01.10e | JAE2643189X | 11 | DCH_Export_Cargo_Village_SW-01 | switch | CISCO | C9200-48T-E | GigabitEthernet1/0/17 | 10.60.48.20
Yes | DCH |  |  | Outside Campus Area |  |  | Export Cargo Village |  |  | Ground Floor |  |  | 207 |  |  | Rack-07 | VIVANCO | 15 | VSA.6615.01.10e | JAE2643189X | 11 | DCH_Export_Cargo_Village_SW-01 | switch | CISCO | C9200-48T-E | GigabitEthernet1/0/18 | 10.60.48.20
Yes | DCH |  |  | Outside Campus Area |  |  | Export Cargo Village |  |  | Ground Floor |  |  | 207 |  |  | Rack-07 | VIVANCO | 15 | VSA.6615.01.10e | JAE2643189X | 11 | DCH_Export_Cargo_Village_SW-01 | switch | CISCO | C9200-48T-E | GigabitEthernet1/0/19 | 10.60.48.20
Yes | DCH |  |  | Outside Campus Area |  |  | Export Cargo Village |  |  | Ground Floor |  |  | 207 |  |  | Rack-07 | VIVANCO | 15 | VSA.6615.01.10e | JAE2643189X | 11 | DCH_Export_Cargo_Village_SW-01 | switch | CISCO | C9200-48T-E | GigabitEthernet1/0/20 | 10.60.48.20
Yes | DCH |  |  | Outside Campus Area |  |  | Export Cargo Village |  |  | Ground Floor |  |  | 207 |  |  | Rack-07 | VIVANCO | 15 | VSA.6615.01.10e | JAE2643189X | 11 | DCH_Export_Cargo_Village_SW-01 | switch | CISCO | C9200-48T-E | GigabitEthernet1/0/21 | 10.60.48.20
Yes | DCH |  |  | Outside Campus Area |  |  | Export Cargo Village |  |  | Ground Floor |  |  | 207 |  |  | Rack-07 | VIVANCO | 15 | VSA.6615.01.10e | JAE2643189X | 11 | DCH_Export_Cargo_Village_SW-01 | switch | CISCO | C9200-48T-E | GigabitEthernet1/0/22 | 10.60.48.20
Yes | DCH |  |  | Outside Campus Area |  |  | Export Cargo Village |  |  | Ground Floor |  |  | 207 |  |  | Rack-07 | VIVANCO | 15 | VSA.6615.01.10e | JAE2643189X | 11 | DCH_Export_Cargo_Village_SW-01 | switch | CISCO | C9200-48T-E | GigabitEthernet1/0/23 | 10.60.48.20
Yes | DCH |  |  | Outside Campus Area |  |  | Export Cargo Village |  |  | Ground Floor |  |  | 207 |  |  | Rack-07 | VIVANCO | 15 | VSA.6615.01.10e | JAE2643189X | 11 | DCH_Export_Cargo_Village_SW-01 | switch | CISCO | C9200-48T-E | GigabitEthernet1/0/24 | 10.60.48.20
Yes | DCH |  |  | Outside Campus Area |  |  | Export Cargo Village |  |  | Ground Floor |  |  | 207 |  |  | Rack-07 | VIVANCO | 15 | VSA.6615.01.10e | JAE2643189X | 11 | DCH_Export_Cargo_Village_SW-01 | switch | CISCO | C9200-48T-E | GigabitEthernet1/0/25 | 10.60.48.20
Yes | DCH |  |  | Outside Campus Area |  |  | Export Cargo Village |  |  | Ground Floor |  |  | 207 |  |  | Rack-07 | VIVANCO | 15 | VSA.6615.01.10e | JAE2643189X | 11 | DCH_Export_Cargo_Village_SW-01 | switch | CISCO | C9200-48T-E | GigabitEthernet1/0/26 | 10.60.48.20
Yes | DCH |  |  | Outside Campus Area |  |  | Export Cargo Village |  |  | Ground Floor |  |  | 207 |  |  | Rack-07 | VIVANCO | 15 | VSA.6615.01.10e | JAE2643189X | 11 | DCH_Export_Cargo_Village_SW-01 | switch | CISCO | C9200-48T-E | GigabitEthernet1/0/27 | 10.60.48.20
Yes | DCH |  |  | Outside Campus Area |  |  | Export Cargo Village |  |  | Ground Floor |  |  | 207 |  |  | Rack-07 | VIVANCO | 15 | VSA.6615.01.10e | JAE2643189X | 11 | DCH_Export_Cargo_Village_SW-01 | switch | CISCO | C9200-48T-E | GigabitEthernet1/0/28 | 10.60.48.20
Yes | DCH |  |  | Outside Campus Area |  |  | Export Cargo Village |  |  | Ground Floor |  |  | 207 |  |  | Rack-07 | VIVANCO | 15 | VSA.6615.01.10e | JAE2643189X | 11 | DCH_Export_Cargo_Village_SW-01 | switch | CISCO | C9200-48T-E | GigabitEthernet1/0/29 | 10.60.48.20
Yes | DCH |  |  | Outside Campus Area |  |  | Export Cargo Village |  |  | Ground Floor |  |  | 207 |  |  | Rack-07 | VIVANCO | 15 | VSA.6615.01.10e | JAE2643189X | 11 | DCH_Export_Cargo_Village_SW-01 | switch | CISCO | C9200-48T-E | GigabitEthernet1/0/30 | 10.60.48.20
Yes | DCH |  |  | Outside Campus Area |  |  | Export Cargo Village |  |  | Ground Floor |  |  | 207 |  |  | Rack-07 | VIVANCO | 15 | VSA.6615.01.10e | JAE2643189X | 11 | DCH_Export_Cargo_Village_SW-01 | switch | CISCO | C9200-48T-E | GigabitEthernet1/0/31 | 10.60.48.20
Yes | DCH |  |  | Outside Campus Area |  |  | Export Cargo Village |  |  | Ground Floor |  |  | 207 |  |  | Rack-07 | VIVANCO | 15 | VSA.6615.01.10e | JAE2643189X | 11 | DCH_Export_Cargo_Village_SW-01 | switch | CISCO | C9200-48T-E | GigabitEthernet1/0/32 | 10.60.48.20
Yes | DCH |  |  | Outside Campus Area |  |  | Export Cargo Village |  |  | Ground Floor |  |  | 207 |  |  | Rack-07 | VIVANCO | 15 | VSA.6615.01.10e | JAE2643189X | 11 | DCH_Export_Cargo_Village_SW-01 | switch | CISCO | C9200-48T-E | GigabitEthernet1/0/33 | 10.60.48.20
Yes | DCH |  |  | Outside Campus Area |  |  | Export Cargo Village |  |  | Ground Floor |  |  | 207 |  |  | Rack-07 | VIVANCO | 15 | VSA.6615.01.10e | JAE2643189X | 11 | DCH_Export_Cargo_Village_SW-01 | switch | CISCO | C9200-48T-E | GigabitEthernet1/0/34 | 10.60.48.20
Yes | DCH |  |  | Outside Campus Area |  |  | Export Cargo Village |  |  | Ground Floor |  |  | 207 |  |  | Rack-07 | VIVANCO | 15 | VSA.6615.01.10e | JAE2643189X | 11 | DCH_Export_Cargo_Village_SW-01 | switch | CISCO | C9200-48T-E | GigabitEthernet1/0/35 | 10.60.48.20
Yes | DCH |  |  | Outside Campus Area |  |  | Export Cargo Village |  |  | Ground Floor |  |  | 207 |  |  | Rack-07 | VIVANCO | 15 | VSA.6615.01.10e | JAE2643189X | 11 | DCH_Export_Cargo_Village_SW-01 | switch | CISCO | C9200-48T-E | GigabitEthernet1/0/36 | 10.60.48.20
Yes | DCH |  |  | Outside Campus Area |  |  | Export Cargo Village |  |  | Ground Floor |  |  | 207 |  |  | Rack-07 | VIVANCO | 15 | VSA.6615.01.10e | JAE2643189X | 11 | DCH_Export_Cargo_Village_SW-01 | switch | CISCO | C9200-48T-E | GigabitEthernet1/0/37 | 10.60.48.20
Yes | DCH |  |  | Outside Campus Area |  |  | Export Cargo Village |  |  | Ground Floor |  |  | 207 |  |  | Rack-07 | VIVANCO | 15 | VSA.6615.01.10e | JAE2643189X | 11 | DCH_Export_Cargo_Village_SW-01 | switch | CISCO | C9200-48T-E | GigabitEthernet1/0/38 | 10.60.48.20
Yes | DCH |  |  | Outside Campus Area |  |  | Export Cargo Village |  |  | Ground Floor |  |  | 207 |  |  | Rack-07 | VIVANCO | 15 | VSA.6615.01.10e | JAE2643189X | 11 | DCH_Export_Cargo_Village_SW-01 | switch | CISCO | C9200-48T-E | GigabitEthernet1/0/39 | 10.60.48.20
Yes | DCH |  |  | Outside Campus Area |  |  | Export Cargo Village |  |  | Ground Floor |  |  | 207 |  |  | Rack-07 | VIVANCO | 15 | VSA.6615.01.10e | JAE2643189X | 11 | DCH_Export_Cargo_Village_SW-01 | switch | CISCO | C9200-48T-E | GigabitEthernet1/0/40 | 10.60.48.20
Yes | DCH |  |  | Outside Campus Area |  |  | Export Cargo Village |  |  | Ground Floor |  |  | 207 |  |  | Rack-07 | VIVANCO | 15 | VSA.6615.01.10e | JAE2643189X | 11 | DCH_Export_Cargo_Village_SW-01 | switch | CISCO | C9200-48T-E | GigabitEthernet1/0/41 | 10.60.48.20
Yes | DCH |  |  | Outside Campus Area |  |  | Export Cargo Village |  |  | Ground Floor |  |  | 207 |  |  | Rack-07 | VIVANCO | 15 | VSA.6615.01.10e | JAE2643189X | 11 | DCH_Export_Cargo_Village_SW-01 | switch | CISCO | C9200-48T-E | GigabitEthernet1/0/42 | 10.60.48.20
Yes | DCH |  |  | Outside Campus Area |  |  | Export Cargo Village |  |  | Ground Floor |  |  | 207 |  |  | Rack-07 | VIVANCO | 15 | VSA.6615.01.10e | JAE2643189X | 11 | DCH_Export_Cargo_Village_SW-01 | switch | CISCO | C9200-48T-E | GigabitEthernet1/0/43 | 10.60.48.20
Yes | DCH |  |  | Outside Campus Area |  |  | Export Cargo Village |  |  | Ground Floor |  |  | 207 |  |  | Rack-07 | VIVANCO | 15 | VSA.6615.01.10e | JAE2643189X | 11 | DCH_Export_Cargo_Village_SW-01 | switch | CISCO | C9200-48T-E | GigabitEthernet1/0/44 | 10.60.48.20
Yes | DCH |  |  | Outside Campus Area |  |  | Export Cargo Village |  |  | Ground Floor |  |  | 207 |  |  | Rack-07 | VIVANCO | 15 | VSA.6615.01.10e | JAE2643189X | 11 | DCH_Export_Cargo_Village_SW-01 | switch | CISCO | C9200-48T-E | GigabitEthernet1/0/45 | 10.60.48.20
Yes | DCH |  |  | Outside Campus Area |  |  | Export Cargo Village |  |  | Ground Floor |  |  | 207 |  |  | Rack-07 | VIVANCO | 15 | VSA.6615.01.10e | JAE2643189X | 11 | DCH_Export_Cargo_Village_SW-01 | switch | CISCO | C9200-48T-E | GigabitEthernet1/0/46 | 10.60.48.20
Yes | DCH |  |  | Outside Campus Area |  |  | Export Cargo Village |  |  | Ground Floor |  |  | 207 |  |  | Rack-07 | VIVANCO | 15 | VSA.6615.01.10e | JAE2643189X | 11 | DCH_Export_Cargo_Village_SW-01 | switch | CISCO | C9200-48T-E | GigabitEthernet1/0/47 | 10.60.48.20
Yes | DCH |  |  | Outside Campus Area |  |  | Export Cargo Village |  |  | Ground Floor |  |  | 207 |  |  | Rack-07 | VIVANCO | 15 | VSA.6615.01.10e | JAE2643189X | 11 | DCH_Export_Cargo_Village_SW-01 | switch | CISCO | C9200-48T-E | GigabitEthernet1/0/48 | 10.60.48.20
Yes | DCH |  |  | Outside Campus Area |  |  | Export Cargo Village |  |  | Ground Floor |  |  | 207 |  |  | Rack-07 | VIVANCO | 15 | VSA.6615.01.10e | JAE2643189X | 11 | DCH_Export_Cargo_Village_SW-01 | switch | CISCO | C9200-48T-E | Te1/1/1 | 10.60.48.20 | Spare
Yes | DCH |  |  | Outside Campus Area |  |  | Export Cargo Village |  |  | Ground Floor |  |  | 207 |  |  | Rack-07 | VIVANCO | 15 | VSA.6615.01.10e | JAE2643189X | 11 | DCH_Export_Cargo_Village_SW-01 | switch | CISCO | C9200-48T-E | Te1/1/2 | 10.60.48.20 | Spare
Yes | DCH |  |  | Outside Campus Area |  |  | Export Cargo Village |  |  | Ground Floor |  |  | 207 |  |  | Rack-07 | VIVANCO | 15 | VSA.6615.01.10e | JAE2643189X | 11 | DCH_Export_Cargo_Village_SW-01 | switch | CISCO | C9200-48T-E | Te1/1/3 | 10.60.48.20 | DCH_Export_Cargo_Village_SW_Port-Ten 1/1/3 to DCH_Core-SW-1_Port-Ten 1/0/11
Yes | DCH |  |  | Outside Campus Area |  |  | Export Cargo Village |  |  | Ground Floor |  |  | 207 |  |  | Rack-07 | VIVANCO | 15 | VSA.6615.01.10e | JAE2643189X | 11 | DCH_Export_Cargo_Village_SW-01 | switch | CISCO | C9200-48T-E | Te1/1/4 | 10.60.48.20 | DCH_Export_Cargo_Village_SW_Port-Ten 1/1/4 to DCH_Core-SW-2_Port-Ten 1/0/11

## structure-dch
include | house | area | building | floor | room | rack | rack-make | rack-u-count | rack-model | tag | rack-position | name | type | make | model | Mgmt IP | port | link
Yes | DCH | Modular Data Center | Dhaka Customs House Building |  | Data Center | MDC Rack-2 | VARICOM | 42 | X7S-6242-RGB-B | FGL2630LVAT | 33 | DCH_INT_RTR-01 | router | CISCO | ISR4431-DNA | 10.60.48.6 | GigabitEthernet0/0/0 | Connected_to_BTCL_Router
Yes | DCH | Modular Data Center | Dhaka Customs House Building |  | Data Center | MDC Rack-2 | VARICOM | 42 | X7S-6242-RGB-B | FGL2630LVAT | 33 | DCH_INT_RTR-01 | router | CISCO | ISR4431-DNA | 10.60.48.6 | GigabitEthernet0/0/1 | Spare
Yes | DCH | Modular Data Center | Dhaka Customs House Building |  | Data Center | MDC Rack-2 | VARICOM | 42 | X7S-6242-RGB-B | FGL2630LVAT | 33 | DCH_INT_RTR-01 | router | CISCO | ISR4431-DNA | 10.60.48.6 | GigabitEthernet0/1/0 | Spare
Yes | DCH | Modular Data Center | Dhaka Customs House Building |  | Data Center | MDC Rack-2 | VARICOM | 42 | X7S-6242-RGB-B | FGL2630LVAT | 33 | DCH_INT_RTR-01 | router | CISCO | ISR4431-DNA | 10.60.48.6 | GigabitEthernet0/1/1 | Spare
Yes | DCH | Modular Data Center | Dhaka Customs House Building |  | Data Center | MDC Rack-2 | VARICOM | 42 | X7S-6242-RGB-B | FGL2630LVAT | 33 | DCH_INT_RTR-01 | router | CISCO | ISR4431-DNA | 10.60.48.6 | GigabitEthernet0/2/0 | DCH_Int_FW_1_Port_1G
Yes | DCH | Modular Data Center | Dhaka Customs House Building |  | Data Center | MDC Rack-2 | VARICOM | 42 | X7S-6242-RGB-B | FGL2630LVAT | 33 | DCH_INT_RTR-01 | router | CISCO | ISR4431-DNA | 10.60.48.6 | GigabitEthernet0/2/1 | Spare
Yes | DCH | Modular Data Center | Dhaka Customs House Building |  | Data Center | MDC Rack-2 | VARICOM | 42 | X7S-6242-RGB-B | FGL2630LVAT | 33 | DCH_INT_RTR-01 | router | CISCO | ISR4431-DNA | 10.60.48.6 | GigabitEthernet0/2/2 | DCH_Int_FW_2_Port_1G
Yes | DCH | Modular Data Center | Dhaka Customs House Building |  | Data Center | MDC Rack-2 | VARICOM | 42 | X7S-6242-RGB-B | FGL2630LVAT | 33 | DCH_INT_RTR-01 | router | CISCO | ISR4431-DNA | 10.60.48.6 | GigabitEthernet0/2/3 | Spare
Yes | DCH | Modular Data Center | Dhaka Customs House Building |  | Data Center | MDC Rack-2 | VARICOM | 42 | X7S-6242-RGB-B | FGL2630LVAT | 33 | DCH_INT_RTR-01 | router | CISCO | ISR4431-DNA | 10.60.48.6 | GigabitEthernet0 | Connected_To_DCH_CSW_02_Port_Te1/0/12
Yes | DCH | Modular Data Center | Dhaka Customs House Building |  | Data Center | MDC Rack-2 | VARICOM | 42 | X7S-6242-RGB-B | FGL2630LVB2 | 31 | DCH_INT_RTR-02 | router | CISCO | ISR4431-DNA | 10.60.48.7 | GigabitEthernet0/0/0 | Connected_to_Ranks_ITT_Router
Yes | DCH | Modular Data Center | Dhaka Customs House Building |  | Data Center | MDC Rack-2 | VARICOM | 42 | X7S-6242-RGB-B | FGL2630LVB2 | 31 | DCH_INT_RTR-02 | router | CISCO | ISR4431-DNA | 10.60.48.7 | GigabitEthernet0/0/1 | Spare
Yes | DCH | Modular Data Center | Dhaka Customs House Building |  | Data Center | MDC Rack-2 | VARICOM | 42 | X7S-6242-RGB-B | FGL2630LVB2 | 31 | DCH_INT_RTR-02 | router | CISCO | ISR4431-DNA | 10.60.48.7 | GigabitEthernet0/1/0 | Spare
Yes | DCH | Modular Data Center | Dhaka Customs House Building |  | Data Center | MDC Rack-2 | VARICOM | 42 | X7S-6242-RGB-B | FGL2630LVB2 | 31 | DCH_INT_RTR-02 | router | CISCO | ISR4431-DNA | 10.60.48.7 | GigabitEthernet0/1/1 | Spare
Yes | DCH | Modular Data Center | Dhaka Customs House Building |  | Data Center | MDC Rack-2 | VARICOM | 42 | X7S-6242-RGB-B | FGL2630LVB2 | 31 | DCH_INT_RTR-02 | router | CISCO | ISR4431-DNA | 10.60.48.7 | GigabitEthernet0/2/0 | DCH_Int_FW_1_Port_1G
Yes | DCH | Modular Data Center | Dhaka Customs House Building |  | Data Center | MDC Rack-2 | VARICOM | 42 | X7S-6242-RGB-B | FGL2630LVB2 | 31 | DCH_INT_RTR-02 | router | CISCO | ISR4431-DNA | 10.60.48.7 | GigabitEthernet0/2/1 | Spare
Yes | DCH | Modular Data Center | Dhaka Customs House Building |  | Data Center | MDC Rack-2 | VARICOM | 42 | X7S-6242-RGB-B | FGL2630LVB2 | 31 | DCH_INT_RTR-02 | router | CISCO | ISR4431-DNA | 10.60.48.7 | GigabitEthernet0/2/2 | DCH_Int_FW_2_Port_1G
Yes | DCH | Modular Data Center | Dhaka Customs House Building |  | Data Center | MDC Rack-2 | VARICOM | 42 | X7S-6242-RGB-B | FGL2630LVB2 | 31 | DCH_INT_RTR-02 | router | CISCO | ISR4431-DNA | 10.60.48.7 | GigabitEthernet0/2/3 | Spare
Yes | DCH | Modular Data Center | Dhaka Customs House Building |  | Data Center | MDC Rack-2 | VARICOM | 42 | X7S-6242-RGB-B | FGL2630LVB2 | 31 | DCH_INT_RTR-02 | router | CISCO | ISR4431-DNA | 10.60.48.7 | GigabitEthernet0 | Connected_To_DCH_CSW_01_Port_Te1/0/12
Yes | DCH | Modular Data Center | Dhaka Customs House Building |  | Data Center | MDC Rack-2 | VARICOM | 42 | X7S-6242-RGB-B | X45008GHH8MKMA7 | 29 | Internet_FW-01 | firewall | SOPHOS | XGS4500 | 10.60.49.1 | PortF1 | CSW-01_Port-Te1/0/1
Yes | DCH | Modular Data Center | Dhaka Customs House Building |  | Data Center | MDC Rack-2 | VARICOM | 42 | X7S-6242-RGB-B | X45008GHH8MKMA7 | 29 | Internet_FW-01 | firewall | SOPHOS | XGS4500 | 10.60.49.1 | PortF2 | CSW-02_Port-Te2/0/1
Yes | DCH | Modular Data Center | Dhaka Customs House Building |  | Data Center | MDC Rack-2 | VARICOM | 42 | X7S-6242-RGB-B | X45008GHH8MKMA7 | 29 | Internet_FW-01 | firewall | SOPHOS | XGS4500 | 10.60.49.1 | PortF3
Yes | DCH | Modular Data Center | Dhaka Customs House Building |  | Data Center | MDC Rack-2 | VARICOM | 42 | X7S-6242-RGB-B | X45008GHH8MKMA7 | 29 | Internet_FW-01 | firewall | SOPHOS | XGS4500 | 10.60.49.1 | PortF4 | NDC_CSW-02_Port-Te2/0/4
Yes | DCH | Modular Data Center | Dhaka Customs House Building |  | Data Center | MDC Rack-2 | VARICOM | 42 | X7S-6242-RGB-B | X45008GHH8MKMA7 | 29 | Internet_FW-01 | firewall | SOPHOS | XGS4500 | 10.60.49.1 | Port1 | Spare
Yes | DCH | Modular Data Center | Dhaka Customs House Building |  | Data Center | MDC Rack-2 | VARICOM | 42 | X7S-6242-RGB-B | X45008GHH8MKMA7 | 29 | Internet_FW-01 | firewall | SOPHOS | XGS4500 | 10.60.49.1 | Port2 | Internet_RTR-01_Port-GE0/0/1
Yes | DCH | Modular Data Center | Dhaka Customs House Building |  | Data Center | MDC Rack-2 | VARICOM | 42 | X7S-6242-RGB-B | X45008GHH8MKMA7 | 29 | Internet_FW-01 | firewall | SOPHOS | XGS4500 | 10.60.49.1 | Port3 | SVR_FRM_SW-01_Port-GE1/0/23
Yes | DCH | Modular Data Center | Dhaka Customs House Building |  | Data Center | MDC Rack-2 | VARICOM | 42 | X7S-6242-RGB-B | X45008GHH8MKMA7 | 29 | Internet_FW-01 | firewall | SOPHOS | XGS4500 | 10.60.49.1 | Port4 | Spare
Yes | DCH | Modular Data Center | Dhaka Customs House Building |  | Data Center | MDC Rack-2 | VARICOM | 42 | X7S-6242-RGB-B | X45008GHH8MKMA7 | 29 | Internet_FW-01 | firewall | SOPHOS | XGS4500 | 10.60.49.1 | Port5 | Spare
Yes | DCH | Modular Data Center | Dhaka Customs House Building |  | Data Center | MDC Rack-2 | VARICOM | 42 | X7S-6242-RGB-B | X45008GHH8MKMA7 | 29 | Internet_FW-01 | firewall | SOPHOS | XGS4500 | 10.60.49.1 | Port6 | Spare
Yes | DCH | Modular Data Center | Dhaka Customs House Building |  | Data Center | MDC Rack-2 | VARICOM | 42 | X7S-6242-RGB-B | X45008GHH8MKMA7 | 29 | Internet_FW-01 | firewall | SOPHOS | XGS4500 | 10.60.49.1 | Port7 | Spare
Yes | DCH | Modular Data Center | Dhaka Customs House Building |  | Data Center | MDC Rack-2 | VARICOM | 42 | X7S-6242-RGB-B | X45008GHH8MKMA7 | 29 | Internet_FW-01 | firewall | SOPHOS | XGS4500 | 10.60.49.1 | Port8 | Internet_FW-02_Port-08
Yes | DCH | Modular Data Center | Dhaka Customs House Building |  | Data Center | MDC Rack-2 | VARICOM | 42 | X7S-6242-RGB-B | X45008KXMVKQ9AB | 27 | Internet_FW-02 | firewall | SOPHOS | XGS4500 | 10.60.49.1 | PortF1 | CSW-01_Port-Te1/0/2
Yes | DCH | Modular Data Center | Dhaka Customs House Building |  | Data Center | MDC Rack-2 | VARICOM | 42 | X7S-6242-RGB-B | X45008KXMVKQ9AB | 27 | Internet_FW-02 | firewall | SOPHOS | XGS4500 | 10.60.49.1 | PortF2 | CSW-02_Port-Te2/0/2
Yes | DCH | Modular Data Center | Dhaka Customs House Building |  | Data Center | MDC Rack-2 | VARICOM | 42 | X7S-6242-RGB-B | X45008KXMVKQ9AB | 27 | Internet_FW-02 | firewall | SOPHOS | XGS4500 | 10.60.49.1 | PortF3
Yes | DCH | Modular Data Center | Dhaka Customs House Building |  | Data Center | MDC Rack-2 | VARICOM | 42 | X7S-6242-RGB-B | X45008KXMVKQ9AB | 27 | Internet_FW-02 | firewall | SOPHOS | XGS4500 | 10.60.49.1 | PortF4 | NDC_CSW-02_Port-Te2/0/7
Yes | DCH | Modular Data Center | Dhaka Customs House Building |  | Data Center | MDC Rack-2 | VARICOM | 42 | X7S-6242-RGB-B | X45008KXMVKQ9AB | 27 | Internet_FW-02 | firewall | SOPHOS | XGS4500 | 10.60.49.1 | Port1 | Spare
Yes | DCH | Modular Data Center | Dhaka Customs House Building |  | Data Center | MDC Rack-2 | VARICOM | 42 | X7S-6242-RGB-B | X45008KXMVKQ9AB | 27 | Internet_FW-02 | firewall | SOPHOS | XGS4500 | 10.60.49.1 | Port2 | Internet_RTR-01_Port-GE0/0/2
Yes | DCH | Modular Data Center | Dhaka Customs House Building |  | Data Center | MDC Rack-2 | VARICOM | 42 | X7S-6242-RGB-B | X45008KXMVKQ9AB | 27 | Internet_FW-02 | firewall | SOPHOS | XGS4500 | 10.60.49.1 | Port3 | SVR_FRM_SW-01_Port-GE1/0/23
Yes | DCH | Modular Data Center | Dhaka Customs House Building |  | Data Center | MDC Rack-2 | VARICOM | 42 | X7S-6242-RGB-B | X45008KXMVKQ9AB | 27 | Internet_FW-02 | firewall | SOPHOS | XGS4500 | 10.60.49.1 | Port4 | Spare
Yes | DCH | Modular Data Center | Dhaka Customs House Building |  | Data Center | MDC Rack-2 | VARICOM | 42 | X7S-6242-RGB-B | X45008KXMVKQ9AB | 27 | Internet_FW-02 | firewall | SOPHOS | XGS4500 | 10.60.49.1 | Port5 | Spare
Yes | DCH | Modular Data Center | Dhaka Customs House Building |  | Data Center | MDC Rack-2 | VARICOM | 42 | X7S-6242-RGB-B | X45008KXMVKQ9AB | 27 | Internet_FW-02 | firewall | SOPHOS | XGS4500 | 10.60.49.1 | Port6 | Spare
Yes | DCH | Modular Data Center | Dhaka Customs House Building |  | Data Center | MDC Rack-2 | VARICOM | 42 | X7S-6242-RGB-B | X45008KXMVKQ9AB | 27 | Internet_FW-02 | firewall | SOPHOS | XGS4500 | 10.60.49.1 | Port7 | Spare
Yes | DCH | Modular Data Center | Dhaka Customs House Building |  | Data Center | MDC Rack-2 | VARICOM | 42 | X7S-6242-RGB-B | X45008KXMVKQ9AB | 27 | Internet_FW-02 | firewall | SOPHOS | XGS4500 | 10.60.49.1 | Port8 | Internet_FW-01_Port-08
Yes | DCH | Modular Data Center | Dhaka Customs House Building |  | Data Center | MDC Rack-3 | VARICOM | 42 | X7S-6242-RGB-B | JAE264316AW | 19 | DCH_SVF_SW-01 | switch | CISCO | C9200-48T-E | 10.60.49.100 | GigabitEthernet1/0/1 | Access for Chassis Management
Yes | DCH | Modular Data Center | Dhaka Customs House Building |  | Data Center | MDC Rack-3 | VARICOM | 42 | X7S-6242-RGB-B | JAE264316AW | 19 | DCH_SVF_SW-01 | switch | CISCO | C9200-48T-E | 10.60.49.100 | GigabitEthernet1/0/2 | Access for Chassis Management
Yes | DCH | Modular Data Center | Dhaka Customs House Building |  | Data Center | MDC Rack-3 | VARICOM | 42 | X7S-6242-RGB-B | JAE264316AW | 19 | DCH_SVF_SW-01 | switch | CISCO | C9200-48T-E | 10.60.49.100 | GigabitEthernet1/0/3 | Access for Chassis Management
Yes | DCH | Modular Data Center | Dhaka Customs House Building |  | Data Center | MDC Rack-3 | VARICOM | 42 | X7S-6242-RGB-B | JAE264316AW | 19 | DCH_SVF_SW-01 | switch | CISCO | C9200-48T-E | 10.60.49.100 | GigabitEthernet1/0/4 | Access for Chassis Management
Yes | DCH | Modular Data Center | Dhaka Customs House Building |  | Data Center | MDC Rack-3 | VARICOM | 42 | X7S-6242-RGB-B | JAE264316AW | 19 | DCH_SVF_SW-01 | switch | CISCO | C9200-48T-E | 10.60.49.100 | GigabitEthernet1/0/5 | Connect to MDC_NOC_PC_01
Yes | DCH | Modular Data Center | Dhaka Customs House Building |  | Data Center | MDC Rack-3 | VARICOM | 42 | X7S-6242-RGB-B | JAE264316AW | 19 | DCH_SVF_SW-01 | switch | CISCO | C9200-48T-E | 10.60.49.100 | GigabitEthernet1/0/6 | Connect to MDC_NOC_PC_02
Yes | DCH | Modular Data Center | Dhaka Customs House Building |  | Data Center | MDC Rack-3 | VARICOM | 42 | X7S-6242-RGB-B | JAE264316AW | 19 | DCH_SVF_SW-01 | switch | CISCO | C9200-48T-E | 10.60.49.100 | GigabitEthernet1/0/7
Yes | DCH | Modular Data Center | Dhaka Customs House Building |  | Data Center | MDC Rack-3 | VARICOM | 42 | X7S-6242-RGB-B | JAE264316AW | 19 | DCH_SVF_SW-01 | switch | CISCO | C9200-48T-E | 10.60.49.100 | GigabitEthernet1/0/8
Yes | DCH | Modular Data Center | Dhaka Customs House Building |  | Data Center | MDC Rack-3 | VARICOM | 42 | X7S-6242-RGB-B | JAE264316AW | 19 | DCH_SVF_SW-01 | switch | CISCO | C9200-48T-E | 10.60.49.100 | GigabitEthernet1/0/9
Yes | DCH | Modular Data Center | Dhaka Customs House Building |  | Data Center | MDC Rack-3 | VARICOM | 42 | X7S-6242-RGB-B | JAE264316AW | 19 | DCH_SVF_SW-01 | switch | CISCO | C9200-48T-E | 10.60.49.100 | GigabitEthernet1/0/10
Yes | DCH | Modular Data Center | Dhaka Customs House Building |  | Data Center | MDC Rack-3 | VARICOM | 42 | X7S-6242-RGB-B | JAE264316AW | 19 | DCH_SVF_SW-01 | switch | CISCO | C9200-48T-E | 10.60.49.100 | GigabitEthernet1/0/11
Yes | DCH | Modular Data Center | Dhaka Customs House Building |  | Data Center | MDC Rack-3 | VARICOM | 42 | X7S-6242-RGB-B | JAE264316AW | 19 | DCH_SVF_SW-01 | switch | CISCO | C9200-48T-E | 10.60.49.100 | GigabitEthernet1/0/12 | access vlan 576
Yes | DCH | Modular Data Center | Dhaka Customs House Building |  | Data Center | MDC Rack-3 | VARICOM | 42 | X7S-6242-RGB-B | JAE264316AW | 19 | DCH_SVF_SW-01 | switch | CISCO | C9200-48T-E | 10.60.49.100 | GigabitEthernet1/0/13 | switchport trunk
Yes | DCH | Modular Data Center | Dhaka Customs House Building |  | Data Center | MDC Rack-3 | VARICOM | 42 | X7S-6242-RGB-B | JAE264316AW | 19 | DCH_SVF_SW-01 | switch | CISCO | C9200-48T-E | 10.60.49.100 | GigabitEthernet1/0/14 | switchport trunk
Yes | DCH | Modular Data Center | Dhaka Customs House Building |  | Data Center | MDC Rack-3 | VARICOM | 42 | X7S-6242-RGB-B | JAE264316AW | 19 | DCH_SVF_SW-01 | switch | CISCO | C9200-48T-E | 10.60.49.100 | GigabitEthernet1/0/15 | switchport trunk
Yes | DCH | Modular Data Center | Dhaka Customs House Building |  | Data Center | MDC Rack-3 | VARICOM | 42 | X7S-6242-RGB-B | JAE264316AW | 19 | DCH_SVF_SW-01 | switch | CISCO | C9200-48T-E | 10.60.49.100 | GigabitEthernet1/0/16 | switchport trunk
Yes | DCH | Modular Data Center | Dhaka Customs House Building |  | Data Center | MDC Rack-3 | VARICOM | 42 | X7S-6242-RGB-B | JAE264316AW | 19 | DCH_SVF_SW-01 | switch | CISCO | C9200-48T-E | 10.60.49.100 | GigabitEthernet1/0/17 | access vlan 576
Yes | DCH | Modular Data Center | Dhaka Customs House Building |  | Data Center | MDC Rack-3 | VARICOM | 42 | X7S-6242-RGB-B | JAE264316AW | 19 | DCH_SVF_SW-01 | switch | CISCO | C9200-48T-E | 10.60.49.100 | GigabitEthernet1/0/18 | access vlan 576
Yes | DCH | Modular Data Center | Dhaka Customs House Building |  | Data Center | MDC Rack-3 | VARICOM | 42 | X7S-6242-RGB-B | JAE264316AW | 19 | DCH_SVF_SW-01 | switch | CISCO | C9200-48T-E | 10.60.49.100 | GigabitEthernet1/0/19 | DCH_Server01-Eth0
Yes | DCH | Modular Data Center | Dhaka Customs House Building |  | Data Center | MDC Rack-3 | VARICOM | 42 | X7S-6242-RGB-B | JAE264316AW | 19 | DCH_SVF_SW-01 | switch | CISCO | C9200-48T-E | 10.60.49.100 | GigabitEthernet1/0/20 | DCH_Server01-Eth1
Yes | DCH | Modular Data Center | Dhaka Customs House Building |  | Data Center | MDC Rack-3 | VARICOM | 42 | X7S-6242-RGB-B | JAE264316AW | 19 | DCH_SVF_SW-01 | switch | CISCO | C9200-48T-E | 10.60.49.100 | GigabitEthernet1/0/21 | DCH_Server02-Eth0
Yes | DCH | Modular Data Center | Dhaka Customs House Building |  | Data Center | MDC Rack-3 | VARICOM | 42 | X7S-6242-RGB-B | JAE264316AW | 19 | DCH_SVF_SW-01 | switch | CISCO | C9200-48T-E | 10.60.49.100 | GigabitEthernet1/0/22 | DCH_Server02-Eth1
Yes | DCH | Modular Data Center | Dhaka Customs House Building |  | Data Center | MDC Rack-3 | VARICOM | 42 | X7S-6242-RGB-B | JAE264316AW | 19 | DCH_SVF_SW-01 | switch | CISCO | C9200-48T-E | 10.60.49.100 | GigabitEthernet1/0/23 | DCH_FW_01_Port-03
Yes | DCH | Modular Data Center | Dhaka Customs House Building |  | Data Center | MDC Rack-3 | VARICOM | 42 | X7S-6242-RGB-B | JAE264316AW | 19 | DCH_SVF_SW-01 | switch | CISCO | C9200-48T-E | 10.60.49.100 | GigabitEthernet1/0/24 | DCH_FW_02_Port-03
Yes | DCH | Modular Data Center | Dhaka Customs House Building |  | Data Center | MDC Rack-3 | VARICOM | 42 | X7S-6242-RGB-B | JAE264316AW | 19 | DCH_SVF_SW-01 | switch | CISCO | C9200-48T-E | 10.60.49.100 | GigabitEthernet1/0/25
Yes | DCH | Modular Data Center | Dhaka Customs House Building |  | Data Center | MDC Rack-3 | VARICOM | 42 | X7S-6242-RGB-B | JAE264316AW | 19 | DCH_SVF_SW-01 | switch | CISCO | C9200-48T-E | 10.60.49.100 | GigabitEthernet1/0/26
Yes | DCH | Modular Data Center | Dhaka Customs House Building |  | Data Center | MDC Rack-3 | VARICOM | 42 | X7S-6242-RGB-B | JAE264316AW | 19 | DCH_SVF_SW-01 | switch | CISCO | C9200-48T-E | 10.60.49.100 | GigabitEthernet1/0/27
Yes | DCH | Modular Data Center | Dhaka Customs House Building |  | Data Center | MDC Rack-3 | VARICOM | 42 | X7S-6242-RGB-B | JAE264316AW | 19 | DCH_SVF_SW-01 | switch | CISCO | C9200-48T-E | 10.60.49.100 | GigabitEthernet1/0/28
Yes | DCH | Modular Data Center | Dhaka Customs House Building |  | Data Center | MDC Rack-3 | VARICOM | 42 | X7S-6242-RGB-B | JAE264316AW | 19 | DCH_SVF_SW-01 | switch | CISCO | C9200-48T-E | 10.60.49.100 | GigabitEthernet1/0/29
Yes | DCH | Modular Data Center | Dhaka Customs House Building |  | Data Center | MDC Rack-3 | VARICOM | 42 | X7S-6242-RGB-B | JAE264316AW | 19 | DCH_SVF_SW-01 | switch | CISCO | C9200-48T-E | 10.60.49.100 | GigabitEthernet1/0/30
Yes | DCH | Modular Data Center | Dhaka Customs House Building |  | Data Center | MDC Rack-3 | VARICOM | 42 | X7S-6242-RGB-B | JAE264316AW | 19 | DCH_SVF_SW-01 | switch | CISCO | C9200-48T-E | 10.60.49.100 | GigabitEthernet1/0/31
Yes | DCH | Modular Data Center | Dhaka Customs House Building |  | Data Center | MDC Rack-3 | VARICOM | 42 | X7S-6242-RGB-B | JAE264316AW | 19 | DCH_SVF_SW-01 | switch | CISCO | C9200-48T-E | 10.60.49.100 | GigabitEthernet1/0/32
Yes | DCH | Modular Data Center | Dhaka Customs House Building |  | Data Center | MDC Rack-3 | VARICOM | 42 | X7S-6242-RGB-B | JAE264316AW | 19 | DCH_SVF_SW-01 | switch | CISCO | C9200-48T-E | 10.60.49.100 | GigabitEthernet1/0/33
Yes | DCH | Modular Data Center | Dhaka Customs House Building |  | Data Center | MDC Rack-3 | VARICOM | 42 | X7S-6242-RGB-B | JAE264316AW | 19 | DCH_SVF_SW-01 | switch | CISCO | C9200-48T-E | 10.60.49.100 | GigabitEthernet1/0/34
Yes | DCH | Modular Data Center | Dhaka Customs House Building |  | Data Center | MDC Rack-3 | VARICOM | 42 | X7S-6242-RGB-B | JAE264316AW | 19 | DCH_SVF_SW-01 | switch | CISCO | C9200-48T-E | 10.60.49.100 | GigabitEthernet1/0/35
Yes | DCH | Modular Data Center | Dhaka Customs House Building |  | Data Center | MDC Rack-3 | VARICOM | 42 | X7S-6242-RGB-B | JAE264316AW | 19 | DCH_SVF_SW-01 | switch | CISCO | C9200-48T-E | 10.60.49.100 | GigabitEthernet1/0/36
Yes | DCH | Modular Data Center | Dhaka Customs House Building |  | Data Center | MDC Rack-3 | VARICOM | 42 | X7S-6242-RGB-B | JAE264316AW | 19 | DCH_SVF_SW-01 | switch | CISCO | C9200-48T-E | 10.60.49.100 | GigabitEthernet1/0/37
Yes | DCH | Modular Data Center | Dhaka Customs House Building |  | Data Center | MDC Rack-3 | VARICOM | 42 | X7S-6242-RGB-B | JAE264316AW | 19 | DCH_SVF_SW-01 | switch | CISCO | C9200-48T-E | 10.60.49.100 | GigabitEthernet1/0/38
Yes | DCH | Modular Data Center | Dhaka Customs House Building |  | Data Center | MDC Rack-3 | VARICOM | 42 | X7S-6242-RGB-B | JAE264316AW | 19 | DCH_SVF_SW-01 | switch | CISCO | C9200-48T-E | 10.60.49.100 | GigabitEthernet1/0/39
Yes | DCH | Modular Data Center | Dhaka Customs House Building |  | Data Center | MDC Rack-3 | VARICOM | 42 | X7S-6242-RGB-B | JAE264316AW | 19 | DCH_SVF_SW-01 | switch | CISCO | C9200-48T-E | 10.60.49.100 | GigabitEthernet1/0/40
Yes | DCH | Modular Data Center | Dhaka Customs House Building |  | Data Center | MDC Rack-3 | VARICOM | 42 | X7S-6242-RGB-B | JAE264316AW | 19 | DCH_SVF_SW-01 | switch | CISCO | C9200-48T-E | 10.60.49.100 | GigabitEthernet1/0/41
Yes | DCH | Modular Data Center | Dhaka Customs House Building |  | Data Center | MDC Rack-3 | VARICOM | 42 | X7S-6242-RGB-B | JAE264316AW | 19 | DCH_SVF_SW-01 | switch | CISCO | C9200-48T-E | 10.60.49.100 | GigabitEthernet1/0/42
Yes | DCH | Modular Data Center | Dhaka Customs House Building |  | Data Center | MDC Rack-3 | VARICOM | 42 | X7S-6242-RGB-B | JAE264316AW | 19 | DCH_SVF_SW-01 | switch | CISCO | C9200-48T-E | 10.60.49.100 | GigabitEthernet1/0/43
Yes | DCH | Modular Data Center | Dhaka Customs House Building |  | Data Center | MDC Rack-3 | VARICOM | 42 | X7S-6242-RGB-B | JAE264316AW | 19 | DCH_SVF_SW-01 | switch | CISCO | C9200-48T-E | 10.60.49.100 | GigabitEthernet1/0/44
Yes | DCH | Modular Data Center | Dhaka Customs House Building |  | Data Center | MDC Rack-3 | VARICOM | 42 | X7S-6242-RGB-B | JAE264316AW | 19 | DCH_SVF_SW-01 | switch | CISCO | C9200-48T-E | 10.60.49.100 | GigabitEthernet1/0/45
Yes | DCH | Modular Data Center | Dhaka Customs House Building |  | Data Center | MDC Rack-3 | VARICOM | 42 | X7S-6242-RGB-B | JAE264316AW | 19 | DCH_SVF_SW-01 | switch | CISCO | C9200-48T-E | 10.60.49.100 | GigabitEthernet1/0/46
Yes | DCH | Modular Data Center | Dhaka Customs House Building |  | Data Center | MDC Rack-3 | VARICOM | 42 | X7S-6242-RGB-B | JAE264316AW | 19 | DCH_SVF_SW-01 | switch | CISCO | C9200-48T-E | 10.60.49.100 | GigabitEthernet1/0/47
Yes | DCH | Modular Data Center | Dhaka Customs House Building |  | Data Center | MDC Rack-3 | VARICOM | 42 | X7S-6242-RGB-B | JAE264316AW | 19 | DCH_SVF_SW-01 | switch | CISCO | C9200-48T-E | 10.60.49.100 | GigabitEthernet1/0/48
Yes | DCH | Modular Data Center | Dhaka Customs House Building |  | Data Center | MDC Rack-3 | VARICOM | 42 | X7S-6242-RGB-B | JAE264316AW | 19 | DCH_SVF_SW-01 | switch | CISCO | C9200-48T-E | 10.60.49.100 | Te1/1/1
Yes | DCH | Modular Data Center | Dhaka Customs House Building |  | Data Center | MDC Rack-3 | VARICOM | 42 | X7S-6242-RGB-B | JAE264316AW | 19 | DCH_SVF_SW-01 | switch | CISCO | C9200-48T-E | 10.60.49.100 | Te1/1/2
Yes | DCH | Modular Data Center | Dhaka Customs House Building |  | Data Center | MDC Rack-3 | VARICOM | 42 | X7S-6242-RGB-B | JAE264316AW | 19 | DCH_SVF_SW-01 | switch | CISCO | C9200-48T-E | 10.60.49.100 | Te1/1/3
Yes | DCH | Modular Data Center | Dhaka Customs House Building |  | Data Center | MDC Rack-3 | VARICOM | 42 | X7S-6242-RGB-B | JAE264316AW | 19 | DCH_SVF_SW-01 | switch | CISCO | C9200-48T-E | 10.60.49.100 | Te1/1/4
Yes | DCH | Modular Data Center | Dhaka Customs House Building |  | Data Center | MDC Rack-2 | VARICOM | 42 | X7S-6242-RGB-B | FOC2630YJJZ | 25 | DCH_Core Switch - Primary | switch | CISCO | C9500-16X | 10.60.49.1 | Te1/0/1 | DCH_Core-SW-1_Port-Ten 1/0/1 to DCH_INT_FW01_Port-F1 for Uplink
Yes | DCH | Modular Data Center | Dhaka Customs House Building |  | Data Center | MDC Rack-2 | VARICOM | 42 | X7S-6242-RGB-B | FOC2630YJJZ | 25 | DCH_Core Switch - Primary | switch | CISCO | C9500-16X | 10.60.49.1 | Te1/0/2 | DCH_Core-SW-1_Port-Ten 1/0/2 to DCH_INT_FW02_Port-F1 for Uplink
Yes | DCH | Modular Data Center | Dhaka Customs House Building |  | Data Center | MDC Rack-2 | VARICOM | 42 | X7S-6242-RGB-B | FOC2630YJJZ | 25 | DCH_Core Switch - Primary | switch | CISCO | C9500-16X | 10.60.49.1 | Te1/0/3 | DCH_Core-SW-1_Port-TE1/0/3 to DCH_Ground_Floor_SW_Port-Gig 0/28
Yes | DCH | Modular Data Center | Dhaka Customs House Building |  | Data Center | MDC Rack-2 | VARICOM | 42 | X7S-6242-RGB-B | FOC2630YJJZ | 25 | DCH_Core Switch - Primary | switch | CISCO | C9500-16X | 10.60.49.1 | Te1/0/4 | DCH_CSW1_Port_te1/0/4_to_1st_Floor_SW_Port-Te1/1/3
Yes | DCH | Modular Data Center | Dhaka Customs House Building |  | Data Center | MDC Rack-2 | VARICOM | 42 | X7S-6242-RGB-B | FOC2630YJJZ | 25 | DCH_Core Switch - Primary | switch | CISCO | C9500-16X | 10.60.49.1 | Te1/0/5 | DCH_CSW1_Port_te1/0/5_to_2nd_Floor_SW_01_Port-Te1/1/3
Yes | DCH | Modular Data Center | Dhaka Customs House Building |  | Data Center | MDC Rack-2 | VARICOM | 42 | X7S-6242-RGB-B | FOC2630YJJZ | 25 | DCH_Core Switch - Primary | switch | CISCO | C9500-16X | 10.60.49.1 | Te1/0/6 | DCH_CSW1_Port_te1/0/6_to_DCH_2nd_Team_7-11_Port-Te1/1/3
Yes | DCH | Modular Data Center | Dhaka Customs House Building |  | Data Center | MDC Rack-2 | VARICOM | 42 | X7S-6242-RGB-B | FOC2630YJJZ | 25 | DCH_Core Switch - Primary | switch | CISCO | C9500-16X | 10.60.49.1 | Te1/0/7 | DCH_Core-SW-1_Port-Ten 1/0/7 to DCH_3rd_Floor_SW_01_Port-Ten 1/1/3
Yes | DCH | Modular Data Center | Dhaka Customs House Building |  | Data Center | MDC Rack-2 | VARICOM | 42 | X7S-6242-RGB-B | FOC2630YJJZ | 25 | DCH_Core Switch - Primary | switch | CISCO | C9500-16X | 10.60.49.1 | Te1/0/8 | DCH_Core-SW-1_Port-Ten 1/0/8 to DCH_Airfreight_SW_Port-Ten 1/1/3
Yes | DCH | Modular Data Center | Dhaka Customs House Building |  | Data Center | MDC Rack-2 | VARICOM | 42 | X7S-6242-RGB-B | FOC2630YJJZ | 25 | DCH_Core Switch - Primary | switch | CISCO | C9500-16X | 10.60.49.1 | Te1/0/9 | DCH_Core-SW-1_Port-Ten 1/0/9 to DCH-Courier-Unit-SW_Port-Ten 1/1/3
Yes | DCH | Modular Data Center | Dhaka Customs House Building |  | Data Center | MDC Rack-2 | VARICOM | 42 | X7S-6242-RGB-B | FOC2630YJJZ | 25 | DCH_Core Switch - Primary | switch | CISCO | C9500-16X | 10.60.49.1 | Te1/0/10 | Spare
Yes | DCH | Modular Data Center | Dhaka Customs House Building |  | Data Center | MDC Rack-2 | VARICOM | 42 | X7S-6242-RGB-B | FOC2630YJJZ | 25 | DCH_Core Switch - Primary | switch | CISCO | C9500-16X | 10.60.49.1 | Te1/0/11 | DCH_Core-SW-1_Port-Ten 1/0/11 to DCH_Export_Cargo_Village_SW_Port-Ten 1/1/3
Yes | DCH | Modular Data Center | Dhaka Customs House Building |  | Data Center | MDC Rack-2 | VARICOM | 42 | X7S-6242-RGB-B | FOC2630YJJZ | 25 | DCH_Core Switch - Primary | switch | CISCO | C9500-16X | 10.60.49.1 | Te1/0/12 | DCH_Core-SW-1_Port-Ten 1/0/12 to DCH_INT_RT01_Port-Gig 0 for OOB MGT
Yes | DCH | Modular Data Center | Dhaka Customs House Building |  | Data Center | MDC Rack-2 | VARICOM | 42 | X7S-6242-RGB-B | FOC2630YJJZ | 25 | DCH_Core Switch - Primary | switch | CISCO | C9500-16X | 10.60.49.1 | Te1/0/13 | Spare
Yes | DCH | Modular Data Center | Dhaka Customs House Building |  | Data Center | MDC Rack-2 | VARICOM | 42 | X7S-6242-RGB-B | FOC2630YJJZ | 25 | DCH_Core Switch - Primary | switch | CISCO | C9500-16X | 10.60.49.1 | Te1/0/14 | Spare
Yes | DCH | Modular Data Center | Dhaka Customs House Building |  | Data Center | MDC Rack-2 | VARICOM | 42 | X7S-6242-RGB-B | FOC2630YJJZ | 25 | DCH_Core Switch - Primary | switch | CISCO | C9500-16X | 10.60.49.1 | Te1/0/15 | Spare
Yes | DCH | Modular Data Center | Dhaka Customs House Building |  | Data Center | MDC Rack-2 | VARICOM | 42 | X7S-6242-RGB-B | FOC2630YJJZ | 25 | DCH_Core Switch - Primary | switch | CISCO | C9500-16X | 10.60.49.1 | Te1/0/16 | Spare
Yes | DCH | Modular Data Center | Dhaka Customs House Building |  | Data Center | MDC Rack-2 | VARICOM | 42 | X7S-6242-RGB-B | FOC2630YJJZ | 25 | DCH_Core Switch - Primary | switch | CISCO | C9500-16X | 10.60.49.1 | Te1/1/1 | Spare
Yes | DCH | Modular Data Center | Dhaka Customs House Building |  | Data Center | MDC Rack-2 | VARICOM | 42 | X7S-6242-RGB-B | FOC2630YJJZ | 25 | DCH_Core Switch - Primary | switch | CISCO | C9500-16X | 10.60.49.1 | Te1/1/2 | Spare
Yes | DCH | Modular Data Center | Dhaka Customs House Building |  | Data Center | MDC Rack-2 | VARICOM | 42 | X7S-6242-RGB-B | FOC2630YJJZ | 25 | DCH_Core Switch - Primary | switch | CISCO | C9500-16X | 10.60.49.1 | Te1/1/3 | Spare
Yes | DCH | Modular Data Center | Dhaka Customs House Building |  | Data Center | MDC Rack-2 | VARICOM | 42 | X7S-6242-RGB-B | FOC2630YJJZ | 25 | DCH_Core Switch - Primary | switch | CISCO | C9500-16X | 10.60.49.1 | Te1/1/4 | Spare
Yes | DCH | Modular Data Center | Dhaka Customs House Building |  | Data Center | MDC Rack-2 | VARICOM | 42 | X7S-6242-RGB-B | FOC2630YJJZ | 25 | DCH_Core Switch - Primary | switch | CISCO | C9500-16X | 10.60.49.1 | Te1/1/5 | Spare
Yes | DCH | Modular Data Center | Dhaka Customs House Building |  | Data Center | MDC Rack-2 | VARICOM | 42 | X7S-6242-RGB-B | FOC2630YJJZ | 25 | DCH_Core Switch - Primary | switch | CISCO | C9500-16X | 10.60.49.1 | Te1/1/6 | DCH_Core-SW-1_Port-TE2/1/6 to DCH_Core-SW-2_Port-TE1/1/6
Yes | DCH | Modular Data Center | Dhaka Customs House Building |  | Data Center | MDC Rack-2 | VARICOM | 42 | X7S-6242-RGB-B | FOC2630YJJZ | 25 | DCH_Core Switch - Primary | switch | CISCO | C9500-16X | 10.60.49.1 | Te1/1/7 | DCH_Core-SW-1_Port-TE2/1/7 to DCH_Core-SW-2_Port-TE1/1/7
Yes | DCH | Modular Data Center | Dhaka Customs House Building |  | Data Center | MDC Rack-2 | VARICOM | 42 | X7S-6242-RGB-B | FOC2630YJJZ | 25 | DCH_Core Switch - Primary | switch | CISCO | C9500-16X | 10.60.49.1 | Te1/1/8 | DCH_Core-SW-1_Port-TE2/1/8 to DCH_Core-SW-2_Port-TE1/1/8
Yes | DCH | Modular Data Center | Dhaka Customs House Building |  | Data Center | MDC Rack-2 | VARICOM | 42 | X7S-6242-RGB-B | FOC2630YMA3 | 23 | DCH_Core Switch - Secondary | switch | CISCO | C9500-16X | 10.60.49.1 | Te2/0/1 | DCH_Core-SW-1_Port-Ten 2/0/1 to DCH_INT_FW01_Port-F2 for Uplink
Yes | DCH | Modular Data Center | Dhaka Customs House Building |  | Data Center | MDC Rack-2 | VARICOM | 42 | X7S-6242-RGB-B | FOC2630YMA3 | 23 | DCH_Core Switch - Secondary | switch | CISCO | C9500-16X | 10.60.49.1 | Te2/0/2 | DCH_Core-SW-1_Port-Ten 2/0/2 to DCH_INT_FW02_Port-F2 for Uplin
Yes | DCH | Modular Data Center | Dhaka Customs House Building |  | Data Center | MDC Rack-2 | VARICOM | 42 | X7S-6242-RGB-B | FOC2630YMA3 | 23 | DCH_Core Switch - Secondary | switch | CISCO | C9500-16X | 10.60.49.1 | Te2/0/3 | DCH_Core-SW-1_Port-TE2/0/3 to DCH_Ground_Floor_SW_Port-Gig 0/27
Yes | DCH | Modular Data Center | Dhaka Customs House Building |  | Data Center | MDC Rack-2 | VARICOM | 42 | X7S-6242-RGB-B | FOC2630YMA3 | 23 | DCH_Core Switch - Secondary | switch | CISCO | C9500-16X | 10.60.49.1 | Te2/0/4 | DCH_CSW1_Port_te1/0/4_to_1st_Floor_SW_Port-Te1/1/4
Yes | DCH | Modular Data Center | Dhaka Customs House Building |  | Data Center | MDC Rack-2 | VARICOM | 42 | X7S-6242-RGB-B | FOC2630YMA3 | 23 | DCH_Core Switch - Secondary | switch | CISCO | C9500-16X | 10.60.49.1 | Te2/0/5 | DCH_CSW2_Port_te2/0/5_to_2nd_Floor_SW_01_Port-Te1/1/
Yes | DCH | Modular Data Center | Dhaka Customs House Building |  | Data Center | MDC Rack-2 | VARICOM | 42 | X7S-6242-RGB-B | FOC2630YMA3 | 23 | DCH_Core Switch - Secondary | switch | CISCO | C9500-16X | 10.60.49.1 | Te2/0/6 | DCH_CSW2_Port_te2/0/6_to_2nd_Floor_SW_01_Port-Te1/1/4
Yes | DCH | Modular Data Center | Dhaka Customs House Building |  | Data Center | MDC Rack-2 | VARICOM | 42 | X7S-6242-RGB-B | FOC2630YMA3 | 23 | DCH_Core Switch - Secondary | switch | CISCO | C9500-16X | 10.60.49.1 | Te2/0/7 | DCH_Core-SW-1_Port-Ten 2/0/7 to DCH_3rd_Floor_SW_01_Port-Ten 1/1/4
Yes | DCH | Modular Data Center | Dhaka Customs House Building |  | Data Center | MDC Rack-2 | VARICOM | 42 | X7S-6242-RGB-B | FOC2630YMA3 | 23 | DCH_Core Switch - Secondary | switch | CISCO | C9500-16X | 10.60.49.1 | Te2/0/8 | DCH_Core-SW-1_Port-Ten 2/0/8 to DCH_Airfreight_SW_Port-Ten 1/1/4
Yes | DCH | Modular Data Center | Dhaka Customs House Building |  | Data Center | MDC Rack-2 | VARICOM | 42 | X7S-6242-RGB-B | FOC2630YMA3 | 23 | DCH_Core Switch - Secondary | switch | CISCO | C9500-16X | 10.60.49.1 | Te2/0/9 | DCH_Core-SW-1_Port-Ten 1/0/9 to DCH-Courier-Unit-SW_Port-Ten 1/1/3
Yes | DCH | Modular Data Center | Dhaka Customs House Building |  | Data Center | MDC Rack-2 | VARICOM | 42 | X7S-6242-RGB-B | FOC2630YMA3 | 23 | DCH_Core Switch - Secondary | switch | CISCO | C9500-16X | 10.60.49.1 | Te2/0/10 | DCH_Core-SW-1_Port-Ten 2/0/11 to DCH_Export_Cargo_Village_SW_Port-Ten 1/1/4
Yes | DCH | Modular Data Center | Dhaka Customs House Building |  | Data Center | MDC Rack-2 | VARICOM | 42 | X7S-6242-RGB-B | FOC2630YMA3 | 23 | DCH_Core Switch - Secondary | switch | CISCO | C9500-16X | 10.60.49.1 | Te2/0/11 | Spare
Yes | DCH | Modular Data Center | Dhaka Customs House Building |  | Data Center | MDC Rack-2 | VARICOM | 42 | X7S-6242-RGB-B | FOC2630YMA3 | 23 | DCH_Core Switch - Secondary | switch | CISCO | C9500-16X | 10.60.49.1 | Te2/0/12 | Spare
Yes | DCH | Modular Data Center | Dhaka Customs House Building |  | Data Center | MDC Rack-2 | VARICOM | 42 | X7S-6242-RGB-B | FOC2630YMA3 | 23 | DCH_Core Switch - Secondary | switch | CISCO | C9500-16X | 10.60.49.1 | Te2/0/13 | Spare
Yes | DCH | Modular Data Center | Dhaka Customs House Building |  | Data Center | MDC Rack-2 | VARICOM | 42 | X7S-6242-RGB-B | FOC2630YMA3 | 23 | DCH_Core Switch - Secondary | switch | CISCO | C9500-16X | 10.60.49.1 | Te2/0/14 | Spare
Yes | DCH | Modular Data Center | Dhaka Customs House Building |  | Data Center | MDC Rack-2 | VARICOM | 42 | X7S-6242-RGB-B | FOC2630YMA3 | 23 | DCH_Core Switch - Secondary | switch | CISCO | C9500-16X | 10.60.49.1 | Te2/0/15 | Spare
Yes | DCH | Modular Data Center | Dhaka Customs House Building |  | Data Center | MDC Rack-2 | VARICOM | 42 | X7S-6242-RGB-B | FOC2630YMA3 | 23 | DCH_Core Switch - Secondary | switch | CISCO | C9500-16X | 10.60.49.1 | Te2/0/16 | Spare
Yes | DCH | Modular Data Center | Dhaka Customs House Building |  | Data Center | MDC Rack-2 | VARICOM | 42 | X7S-6242-RGB-B | FOC2630YMA3 | 23 | DCH_Core Switch - Secondary | switch | CISCO | C9500-16X | 10.60.49.1 | Te2/1/1 | Spare
Yes | DCH | Modular Data Center | Dhaka Customs House Building |  | Data Center | MDC Rack-2 | VARICOM | 42 | X7S-6242-RGB-B | FOC2630YMA3 | 23 | DCH_Core Switch - Secondary | switch | CISCO | C9500-16X | 10.60.49.1 | Te2/1/2 | Spare
Yes | DCH | Modular Data Center | Dhaka Customs House Building |  | Data Center | MDC Rack-2 | VARICOM | 42 | X7S-6242-RGB-B | FOC2630YMA3 | 23 | DCH_Core Switch - Secondary | switch | CISCO | C9500-16X | 10.60.49.1 | Te2/1/3 | Spare
Yes | DCH | Modular Data Center | Dhaka Customs House Building |  | Data Center | MDC Rack-2 | VARICOM | 42 | X7S-6242-RGB-B | FOC2630YMA3 | 23 | DCH_Core Switch - Secondary | switch | CISCO | C9500-16X | 10.60.49.1 | Te2/1/4 | Spare
Yes | DCH | Modular Data Center | Dhaka Customs House Building |  | Data Center | MDC Rack-2 | VARICOM | 42 | X7S-6242-RGB-B | FOC2630YMA3 | 23 | DCH_Core Switch - Secondary | switch | CISCO | C9500-16X | 10.60.49.1 | Te2/1/5 | Spare
Yes | DCH | Modular Data Center | Dhaka Customs House Building |  | Data Center | MDC Rack-2 | VARICOM | 42 | X7S-6242-RGB-B | FOC2630YMA3 | 23 | DCH_Core Switch - Secondary | switch | CISCO | C9500-16X | 10.60.49.1 | Te2/1/6 | DCH_Core-SW-2_Port-TE2/1/6 to DCH_Core-SW-1_Port-TE1/1/6
Yes | DCH | Modular Data Center | Dhaka Customs House Building |  | Data Center | MDC Rack-2 | VARICOM | 42 | X7S-6242-RGB-B | FOC2630YMA3 | 23 | DCH_Core Switch - Secondary | switch | CISCO | C9500-16X | 10.60.49.1 | Te2/1/7 | DCH_Core-SW-2_Port-TE2/1/7 to DCH_Core-SW-1_Port-TE1/1/7
Yes | DCH | Modular Data Center | Dhaka Customs House Building |  | Data Center | MDC Rack-2 | VARICOM | 42 | X7S-6242-RGB-B | FOC2630YMA3 | 23 | DCH_Core Switch - Secondary | switch | CISCO | C9500-16X | 10.60.49.1 | Te2/1/8 | DCH_Core-SW-2_Port-TE2/1/8 to DCH_Core-SW-1_Port-TE1/1/8
Yes | DCH | Customs Campus Area | Dhaka Customs House Building | Ground Floor | 101 | Rack-01 | VIVANCO | 15 | VSA.6615.01.10e | JAE26292LUY | 11 | DCH-GF-SW-01 | switch | CISCO | C9200-48T-E | 10.60.48.12 | GigabitEthernet1/0/1 | Spare
Yes | DCH | Customs Campus Area | Dhaka Customs House Building | Ground Floor | 101 | Rack-01 | VIVANCO | 15 | VSA.6615.01.10e | JAE26292LUY | 11 | DCH-GF-SW-01 | switch | CISCO | C9200-48T-E | 10.60.48.12 | GigabitEthernet1/0/2 | Spare
Yes | DCH | Customs Campus Area | Dhaka Customs House Building | Ground Floor | 101 | Rack-01 | VIVANCO | 15 | VSA.6615.01.10e | JAE26292LUY | 11 | DCH-GF-SW-01 | switch | CISCO | C9200-48T-E | 10.60.48.12 | GigabitEthernet1/0/3 | RO (Room-101) PC
Yes | DCH | Customs Campus Area | Dhaka Customs House Building | Ground Floor | 101 | Rack-01 | VIVANCO | 15 | VSA.6615.01.10e | JAE26292LUY | 11 | DCH-GF-SW-01 | switch | CISCO | C9200-48T-E | 10.60.48.12 | GigabitEthernet1/0/4 | Spare
Yes | DCH | Customs Campus Area | Dhaka Customs House Building | Ground Floor | 101 | Rack-01 | VIVANCO | 15 | VSA.6615.01.10e | JAE26292LUY | 11 | DCH-GF-SW-01 | switch | CISCO | C9200-48T-E | 10.60.48.12 | GigabitEthernet1/0/5 | ARO (Room-101) PC
Yes | DCH | Customs Campus Area | Dhaka Customs House Building | Ground Floor | 101 | Rack-01 | VIVANCO | 15 | VSA.6615.01.10e | JAE26292LUY | 11 | DCH-GF-SW-01 | switch | CISCO | C9200-48T-E | 10.60.48.12 | GigabitEthernet1/0/6 | Spare
Yes | DCH | Customs Campus Area | Dhaka Customs House Building | Ground Floor | 101 | Rack-01 | VIVANCO | 15 | VSA.6615.01.10e | JAE26292LUY | 11 | DCH-GF-SW-01 | switch | CISCO | C9200-48T-E | 10.60.48.12 | GigabitEthernet1/0/7 | Spare
Yes | DCH | Customs Campus Area | Dhaka Customs House Building | Ground Floor | 101 | Rack-01 | VIVANCO | 15 | VSA.6615.01.10e | JAE26292LUY | 11 | DCH-GF-SW-01 | switch | CISCO | C9200-48T-E | 10.60.48.12 | GigabitEthernet1/0/8 | ARO (Sonali Bank) PC
Yes | DCH | Customs Campus Area | Dhaka Customs House Building | Ground Floor | 101 | Rack-01 | VIVANCO | 15 | VSA.6615.01.10e | JAE26292LUY | 11 | DCH-GF-SW-01 | switch | CISCO | C9200-48T-E | 10.60.48.12 | GigabitEthernet1/0/9 | Spare
Yes | DCH | Customs Campus Area | Dhaka Customs House Building | Ground Floor | 101 | Rack-01 | VIVANCO | 15 | VSA.6615.01.10e | JAE26292LUY | 11 | DCH-GF-SW-01 | switch | CISCO | C9200-48T-E | 10.60.48.12 | GigabitEthernet1/0/10 | Spare
Yes | DCH | Customs Campus Area | Dhaka Customs House Building | Ground Floor | 101 | Rack-01 | VIVANCO | 15 | VSA.6615.01.10e | JAE26292LUY | 11 | DCH-GF-SW-01 | switch | CISCO | C9200-48T-E | 10.60.48.12 | GigabitEthernet1/0/11 | Spare
Yes | DCH | Customs Campus Area | Dhaka Customs House Building | Ground Floor | 101 | Rack-01 | VIVANCO | 15 | VSA.6615.01.10e | JAE26292LUY | 11 | DCH-GF-SW-01 | switch | CISCO | C9200-48T-E | 10.60.48.12 | GigabitEthernet1/0/12 | Spare
Yes | DCH | Customs Campus Area | Dhaka Customs House Building | Ground Floor | 101 | Rack-01 | VIVANCO | 15 | VSA.6615.01.10e | JAE26292LUY | 11 | DCH-GF-SW-01 | switch | CISCO | C9200-48T-E | 10.60.48.12 | GigabitEthernet1/0/13 | Spare
Yes | DCH | Customs Campus Area | Dhaka Customs House Building | Ground Floor | 101 | Rack-01 | VIVANCO | 15 | VSA.6615.01.10e | JAE26292LUY | 11 | DCH-GF-SW-01 | switch | CISCO | C9200-48T-E | 10.60.48.12 | GigabitEthernet1/0/14 | Spare
Yes | DCH | Customs Campus Area | Dhaka Customs House Building | Ground Floor | 101 | Rack-01 | VIVANCO | 15 | VSA.6615.01.10e | JAE26292LUY | 11 | DCH-GF-SW-01 | switch | CISCO | C9200-48T-E | 10.60.48.12 | GigabitEthernet1/0/15 | Spare
Yes | DCH | Customs Campus Area | Dhaka Customs House Building | Ground Floor | 101 | Rack-01 | VIVANCO | 15 | VSA.6615.01.10e | JAE26292LUY | 11 | DCH-GF-SW-01 | switch | CISCO | C9200-48T-E | 10.60.48.12 | GigabitEthernet1/0/16 | Spare
Yes | DCH | Customs Campus Area | Dhaka Customs House Building | Ground Floor | 101 | Rack-01 | VIVANCO | 15 | VSA.6615.01.10e | JAE26292LUY | 11 | DCH-GF-SW-01 | switch | CISCO | C9200-48T-E | 10.60.48.12 | GigabitEthernet1/0/17 | Spare
Yes | DCH | Customs Campus Area | Dhaka Customs House Building | Ground Floor | 101 | Rack-01 | VIVANCO | 15 | VSA.6615.01.10e | JAE26292LUY | 11 | DCH-GF-SW-01 | switch | CISCO | C9200-48T-E | 10.60.48.12 | GigabitEthernet1/0/18 | Spare
Yes | DCH | Customs Campus Area | Dhaka Customs House Building | Ground Floor | 101 | Rack-01 | VIVANCO | 15 | VSA.6615.01.10e | JAE26292LUY | 11 | DCH-GF-SW-01 | switch | CISCO | C9200-48T-E | 10.60.48.12 | GigabitEthernet1/0/19 | Spare
Yes | DCH | Customs Campus Area | Dhaka Customs House Building | Ground Floor | 101 | Rack-01 | VIVANCO | 15 | VSA.6615.01.10e | JAE26292LUY | 11 | DCH-GF-SW-01 | switch | CISCO | C9200-48T-E | 10.60.48.12 | GigabitEthernet1/0/20 | Spare
Yes | DCH | Customs Campus Area | Dhaka Customs House Building | Ground Floor | 101 | Rack-01 | VIVANCO | 15 | VSA.6615.01.10e | JAE26292LUY | 11 | DCH-GF-SW-01 | switch | CISCO | C9200-48T-E | 10.60.48.12 | GigabitEthernet1/0/21 | Spare
Yes | DCH | Customs Campus Area | Dhaka Customs House Building | Ground Floor | 101 | Rack-01 | VIVANCO | 15 | VSA.6615.01.10e | JAE26292LUY | 11 | DCH-GF-SW-01 | switch | CISCO | C9200-48T-E | 10.60.48.12 | GigabitEthernet1/0/22 | Spare
Yes | DCH | Customs Campus Area | Dhaka Customs House Building | Ground Floor | 101 | Rack-01 | VIVANCO | 15 | VSA.6615.01.10e | JAE26292LUY | 11 | DCH-GF-SW-01 | switch | CISCO | C9200-48T-E | 10.60.48.12 | GigabitEthernet1/0/23 | Spare
Yes | DCH | Customs Campus Area | Dhaka Customs House Building | Ground Floor | 101 | Rack-01 | VIVANCO | 15 | VSA.6615.01.10e | JAE26292LUY | 11 | DCH-GF-SW-01 | switch | CISCO | C9200-48T-E | 10.60.48.12 | GigabitEthernet1/0/24 | Spare
Yes | DCH | Customs Campus Area | Dhaka Customs House Building | Ground Floor | 101 | Rack-01 | VIVANCO | 15 | VSA.6615.01.10e | JAE26292LUY | 11 | DCH-GF-SW-01 | switch | CISCO | C9200-48T-E | 10.60.48.12 | Te1/1/1 | Spare
Yes | DCH | Customs Campus Area | Dhaka Customs House Building | Ground Floor | 101 | Rack-01 | VIVANCO | 15 | VSA.6615.01.10e | JAE26292LUY | 11 | DCH-GF-SW-01 | switch | CISCO | C9200-48T-E | 10.60.48.12 | Te1/1/2 | Spare
Yes | DCH | Customs Campus Area | Dhaka Customs House Building | Ground Floor | 101 | Rack-01 | VIVANCO | 15 | VSA.6615.01.10e | JAE26292LUY | 11 | DCH-GF-SW-01 | switch | CISCO | C9200-48T-E | 10.60.48.12 | Te1/1/3 | DCH_Ground_Floor_SW_Port-Ten 1/1/3 to DCH_Core-SW-1_Port-TE1/0/3
Yes | DCH | Customs Campus Area | Dhaka Customs House Building | Ground Floor | 101 | Rack-01 | VIVANCO | 15 | VSA.6615.01.10e | JAE26292LUY | 11 | DCH-GF-SW-01 | switch | CISCO | C9200-48T-E | 10.60.48.12 | Te1/1/4 | DCH_Ground_Floor_SW_Port-Ten 1/1/4 to DCH_Core-SW-2_Port-TE1/0/3
Dhaka Customs House Building
Yes | DCH | Customs Campus Area | Dhaka Customs House Building | 1st Floor | 207 | Rack-02 | VIVANCO | 15 | VSA.6615.01.10e | JAE26200RBB | 12 | DCH-1ST-FL00R-SW-01 | switch | CISCO | C9200-48T-E | 10.60.48.13 | GigabitEthernet1/0/1 | (Room-229)-RO_PC
Yes | DCH | Customs Campus Area | Dhaka Customs House Building | 1st Floor | 207 | Rack-02 | VIVANCO | 15 | VSA.6615.01.10e | JAE26200RBB | 12 | DCH-1ST-FL00R-SW-01 | switch | CISCO | C9200-48T-E | 10.60.48.13 | GigabitEthernet1/0/2 | (Room-211/B)-ARO_PC
Yes | DCH | Customs Campus Area | Dhaka Customs House Building | 1st Floor | 207 | Rack-02 | VIVANCO | 15 | VSA.6615.01.10e | JAE26200RBB | 12 | DCH-1ST-FL00R-SW-01 | switch | CISCO | C9200-48T-E | 10.60.48.13 | GigabitEthernet1/0/3 | (Room-229)-RO_PC
Yes | DCH | Customs Campus Area | Dhaka Customs House Building | 1st Floor | 207 | Rack-02 | VIVANCO | 15 | VSA.6615.01.10e | JAE26200RBB | 12 | DCH-1ST-FL00R-SW-01 | switch | CISCO | C9200-48T-E | 10.60.48.13 | GigabitEthernet1/0/4 | (Room-229)-ARO_PC
Yes | DCH | Customs Campus Area | Dhaka Customs House Building | 1st Floor | 207 | Rack-02 | VIVANCO | 15 | VSA.6615.01.10e | JAE26200RBB | 12 | DCH-1ST-FL00R-SW-01 | switch | CISCO | C9200-48T-E | 10.60.48.13 | GigabitEthernet1/0/5 | Spare
Yes | DCH | Customs Campus Area | Dhaka Customs House Building | 1st Floor | 207 | Rack-02 | VIVANCO | 15 | VSA.6615.01.10e | JAE26200RBB | 12 | DCH-1ST-FL00R-SW-01 | switch | CISCO | C9200-48T-E | 10.60.48.13 | GigabitEthernet1/0/6 | (Room-229)-ARO_PC
Yes | DCH | Customs Campus Area | Dhaka Customs House Building | 1st Floor | 207 | Rack-02 | VIVANCO | 15 | VSA.6615.01.10e | JAE26200RBB | 12 | DCH-1ST-FL00R-SW-01 | switch | CISCO | C9200-48T-E | 10.60.48.13 | GigabitEthernet1/0/7 | Spare
Yes | DCH | Customs Campus Area | Dhaka Customs House Building | 1st Floor | 207 | Rack-02 | VIVANCO | 15 | VSA.6615.01.10e | JAE26200RBB | 12 | DCH-1ST-FL00R-SW-01 | switch | CISCO | C9200-48T-E | 10.60.48.13 | GigabitEthernet1/0/8 | (Room-213)-DC_PC
Yes | DCH | Customs Campus Area | Dhaka Customs House Building | 1st Floor | 207 | Rack-02 | VIVANCO | 15 | VSA.6615.01.10e | JAE26200RBB | 12 | DCH-1ST-FL00R-SW-01 | switch | CISCO | C9200-48T-E | 10.60.48.13 | GigabitEthernet1/0/9 | (Room-229)-ARO_PC
Yes | DCH | Customs Campus Area | Dhaka Customs House Building | 1st Floor | 207 | Rack-02 | VIVANCO | 15 | VSA.6615.01.10e | JAE26200RBB | 12 | DCH-1ST-FL00R-SW-01 | switch | CISCO | C9200-48T-E | 10.60.48.13 | GigabitEthernet1/0/10 | Spare
Yes | DCH | Customs Campus Area | Dhaka Customs House Building | 1st Floor | 207 | Rack-02 | VIVANCO | 15 | VSA.6615.01.10e | JAE26200RBB | 12 | DCH-1ST-FL00R-SW-01 | switch | CISCO | C9200-48T-E | 10.60.48.13 | GigabitEthernet1/0/11 | Spare
Yes | DCH | Customs Campus Area | Dhaka Customs House Building | 1st Floor | 207 | Rack-02 | VIVANCO | 15 | VSA.6615.01.10e | JAE26200RBB | 12 | DCH-1ST-FL00R-SW-01 | switch | CISCO | C9200-48T-E | 10.60.48.13 | GigabitEthernet1/0/12 | **
Yes | DCH | Customs Campus Area | Dhaka Customs House Building | 1st Floor | 207 | Rack-02 | VIVANCO | 15 | VSA.6615.01.10e | JAE26200RBB | 12 | DCH-1ST-FL00R-SW-01 | switch | CISCO | C9200-48T-E | 10.60.48.13 | GigabitEthernet1/0/13 | **
Yes | DCH | Customs Campus Area | Dhaka Customs House Building | 1st Floor | 207 | Rack-02 | VIVANCO | 15 | VSA.6615.01.10e | JAE26200RBB | 12 | DCH-1ST-FL00R-SW-01 | switch | CISCO | C9200-48T-E | 10.60.48.13 | GigabitEthernet1/0/14 | **
Yes | DCH | Customs Campus Area | Dhaka Customs House Building | 1st Floor | 207 | Rack-02 | VIVANCO | 15 | VSA.6615.01.10e | JAE26200RBB | 12 | DCH-1ST-FL00R-SW-01 | switch | CISCO | C9200-48T-E | 10.60.48.13 | GigabitEthernet1/0/15 | Spare
Yes | DCH | Customs Campus Area | Dhaka Customs House Building | 1st Floor | 207 | Rack-02 | VIVANCO | 15 | VSA.6615.01.10e | JAE26200RBB | 12 | DCH-1ST-FL00R-SW-01 | switch | CISCO | C9200-48T-E | 10.60.48.13 | GigabitEthernet1/0/16 | Spare
Yes | DCH | Customs Campus Area | Dhaka Customs House Building | 1st Floor | 207 | Rack-02 | VIVANCO | 15 | VSA.6615.01.10e | JAE26200RBB | 12 | DCH-1ST-FL00R-SW-01 | switch | CISCO | C9200-48T-E | 10.60.48.13 | GigabitEthernet1/0/17 | Spare
Yes | DCH | Customs Campus Area | Dhaka Customs House Building | 1st Floor | 207 | Rack-02 | VIVANCO | 15 | VSA.6615.01.10e | JAE26200RBB | 12 | DCH-1ST-FL00R-SW-01 | switch | CISCO | C9200-48T-E | 10.60.48.13 | GigabitEthernet1/0/18 | Spare
Yes | DCH | Customs Campus Area | Dhaka Customs House Building | 1st Floor | 207 | Rack-02 | VIVANCO | 15 | VSA.6615.01.10e | JAE26200RBB | 12 | DCH-1ST-FL00R-SW-01 | switch | CISCO | C9200-48T-E | 10.60.48.13 | GigabitEthernet1/0/19 | **
Yes | DCH | Customs Campus Area | Dhaka Customs House Building | 1st Floor | 207 | Rack-02 | VIVANCO | 15 | VSA.6615.01.10e | JAE26200RBB | 12 | DCH-1ST-FL00R-SW-01 | switch | CISCO | C9200-48T-E | 10.60.48.13 | GigabitEthernet1/0/20 | Spare
Yes | DCH | Customs Campus Area | Dhaka Customs House Building | 1st Floor | 207 | Rack-02 | VIVANCO | 15 | VSA.6615.01.10e | JAE26200RBB | 12 | DCH-1ST-FL00R-SW-01 | switch | CISCO | C9200-48T-E | 10.60.48.13 | GigabitEthernet1/0/21 | Spare
Yes | DCH | Customs Campus Area | Dhaka Customs House Building | 1st Floor | 207 | Rack-02 | VIVANCO | 15 | VSA.6615.01.10e | JAE26200RBB | 12 | DCH-1ST-FL00R-SW-01 | switch | CISCO | C9200-48T-E | 10.60.48.13 | GigabitEthernet1/0/22 | (Room-224)-ARO_PC
Yes | DCH | Customs Campus Area | Dhaka Customs House Building | 1st Floor | 207 | Rack-02 | VIVANCO | 15 | VSA.6615.01.10e | JAE26200RBB | 12 | DCH-1ST-FL00R-SW-01 | switch | CISCO | C9200-48T-E | 10.60.48.13 | GigabitEthernet1/0/23 | Spare
Yes | DCH | Customs Campus Area | Dhaka Customs House Building | 1st Floor | 207 | Rack-02 | VIVANCO | 15 | VSA.6615.01.10e | JAE26200RBB | 12 | DCH-1ST-FL00R-SW-01 | switch | CISCO | C9200-48T-E | 10.60.48.13 | GigabitEthernet1/0/24 | (Room-226)-RO_PC
Yes | DCH | Customs Campus Area | Dhaka Customs House Building | 1st Floor | 207 | Rack-02 | VIVANCO | 15 | VSA.6615.01.10e | JAE26200RBB | 12 | DCH-1ST-FL00R-SW-01 | switch | CISCO | C9200-48T-E | 10.60.48.13 | GigabitEthernet1/0/25 | Spare
Yes | DCH | Customs Campus Area | Dhaka Customs House Building | 1st Floor | 207 | Rack-02 | VIVANCO | 15 | VSA.6615.01.10e | JAE26200RBB | 12 | DCH-1ST-FL00R-SW-01 | switch | CISCO | C9200-48T-E | 10.60.48.13 | GigabitEthernet1/0/26 | (Room-226)-ARO_PC
Yes | DCH | Customs Campus Area | Dhaka Customs House Building | 1st Floor | 207 | Rack-02 | VIVANCO | 15 | VSA.6615.01.10e | JAE26200RBB | 12 | DCH-1ST-FL00R-SW-01 | switch | CISCO | C9200-48T-E | 10.60.48.13 | GigabitEthernet1/0/27 | Spare
Yes | DCH | Customs Campus Area | Dhaka Customs House Building | 1st Floor | 207 | Rack-02 | VIVANCO | 15 | VSA.6615.01.10e | JAE26200RBB | 12 | DCH-1ST-FL00R-SW-01 | switch | CISCO | C9200-48T-E | 10.60.48.13 | GigabitEthernet1/0/28 | Spare
Yes | DCH | Customs Campus Area | Dhaka Customs House Building | 1st Floor | 207 | Rack-02 | VIVANCO | 15 | VSA.6615.01.10e | JAE26200RBB | 12 | DCH-1ST-FL00R-SW-01 | switch | CISCO | C9200-48T-E | 10.60.48.13 | GigabitEthernet1/0/29 | (Room-222)-Statistic-Officer_PC
Yes | DCH | Customs Campus Area | Dhaka Customs House Building | 1st Floor | 207 | Rack-02 | VIVANCO | 15 | VSA.6615.01.10e | JAE26200RBB | 12 | DCH-1ST-FL00R-SW-01 | switch | CISCO | C9200-48T-E | 10.60.48.13 | GigabitEthernet1/0/30 | Spare
Yes | DCH | Customs Campus Area | Dhaka Customs House Building | 1st Floor | 207 | Rack-02 | VIVANCO | 15 | VSA.6615.01.10e | JAE26200RBB | 12 | DCH-1ST-FL00R-SW-01 | switch | CISCO | C9200-48T-E | 10.60.48.13 | GigabitEthernet1/0/31 | **
Yes | DCH | Customs Campus Area | Dhaka Customs House Building | 1st Floor | 207 | Rack-02 | VIVANCO | 15 | VSA.6615.01.10e | JAE26200RBB | 12 | DCH-1ST-FL00R-SW-01 | switch | CISCO | C9200-48T-E | 10.60.48.13 | GigabitEthernet1/0/32 | Spare
Yes | DCH | Customs Campus Area | Dhaka Customs House Building | 1st Floor | 207 | Rack-02 | VIVANCO | 15 | VSA.6615.01.10e | JAE26200RBB | 12 | DCH-1ST-FL00R-SW-01 | switch | CISCO | C9200-48T-E | 10.60.48.13 | GigabitEthernet1/0/33 | Spare
Yes | DCH | Customs Campus Area | Dhaka Customs House Building | 1st Floor | 207 | Rack-02 | VIVANCO | 15 | VSA.6615.01.10e | JAE26200RBB | 12 | DCH-1ST-FL00R-SW-01 | switch | CISCO | C9200-48T-E | 10.60.48.13 | GigabitEthernet1/0/34 | **
Yes | DCH | Customs Campus Area | Dhaka Customs House Building | 1st Floor | 207 | Rack-02 | VIVANCO | 15 | VSA.6615.01.10e | JAE26200RBB | 12 | DCH-1ST-FL00R-SW-01 | switch | CISCO | C9200-48T-E | 10.60.48.13 | GigabitEthernet1/0/35 | (Room-207)-RO_PC
Yes | DCH | Customs Campus Area | Dhaka Customs House Building | 1st Floor | 207 | Rack-02 | VIVANCO | 15 | VSA.6615.01.10e | JAE26200RBB | 12 | DCH-1ST-FL00R-SW-01 | switch | CISCO | C9200-48T-E | 10.60.48.13 | GigabitEthernet1/0/36 | **
Yes | DCH | Customs Campus Area | Dhaka Customs House Building | 1st Floor | 207 | Rack-02 | VIVANCO | 15 | VSA.6615.01.10e | JAE26200RBB | 12 | DCH-1ST-FL00R-SW-01 | switch | CISCO | C9200-48T-E | 10.60.48.13 | GigabitEthernet1/0/37 | Spare
Yes | DCH | Customs Campus Area | Dhaka Customs House Building | 1st Floor | 207 | Rack-02 | VIVANCO | 15 | VSA.6615.01.10e | JAE26200RBB | 12 | DCH-1ST-FL00R-SW-01 | switch | CISCO | C9200-48T-E | 10.60.48.13 | GigabitEthernet1/0/38 | (Room-219)-RO_PC
Yes | DCH | Customs Campus Area | Dhaka Customs House Building | 1st Floor | 207 | Rack-02 | VIVANCO | 15 | VSA.6615.01.10e | JAE26200RBB | 12 | DCH-1ST-FL00R-SW-01 | switch | CISCO | C9200-48T-E | 10.60.48.13 | GigabitEthernet1/0/39 | 1st_Floor_Wi-Fi_AP
Yes | DCH | Customs Campus Area | Dhaka Customs House Building | 1st Floor | 207 | Rack-02 | VIVANCO | 15 | VSA.6615.01.10e | JAE26200RBB | 12 | DCH-1ST-FL00R-SW-01 | switch | CISCO | C9200-48T-E | 10.60.48.13 | GigabitEthernet1/0/40 | Spare
Yes | DCH | Customs Campus Area | Dhaka Customs House Building | 1st Floor | 207 | Rack-02 | VIVANCO | 15 | VSA.6615.01.10e | JAE26200RBB | 12 | DCH-1ST-FL00R-SW-01 | switch | CISCO | C9200-48T-E | 10.60.48.13 | GigabitEthernet1/0/41 | Spare
Yes | DCH | Customs Campus Area | Dhaka Customs House Building | 1st Floor | 207 | Rack-02 | VIVANCO | 15 | VSA.6615.01.10e | JAE26200RBB | 12 | DCH-1ST-FL00R-SW-01 | switch | CISCO | C9200-48T-E | 10.60.48.13 | GigabitEthernet1/0/42 | Spare
Yes | DCH | Customs Campus Area | Dhaka Customs House Building | 1st Floor | 207 | Rack-02 | VIVANCO | 15 | VSA.6615.01.10e | JAE26200RBB | 12 | DCH-1ST-FL00R-SW-01 | switch | CISCO | C9200-48T-E | 10.60.48.13 | GigabitEthernet1/0/43 | **
Yes | DCH | Customs Campus Area | Dhaka Customs House Building | 1st Floor | 207 | Rack-02 | VIVANCO | 15 | VSA.6615.01.10e | JAE26200RBB | 12 | DCH-1ST-FL00R-SW-01 | switch | CISCO | C9200-48T-E | 10.60.48.13 | GigabitEthernet1/0/44 | **
Yes | DCH | Customs Campus Area | Dhaka Customs House Building | 1st Floor | 207 | Rack-02 | VIVANCO | 15 | VSA.6615.01.10e | JAE26200RBB | 12 | DCH-1ST-FL00R-SW-01 | switch | CISCO | C9200-48T-E | 10.60.48.13 | GigabitEthernet1/0/45 | AP_JC_Zone
Yes | DCH | Customs Campus Area | Dhaka Customs House Building | 1st Floor | 207 | Rack-02 | VIVANCO | 15 | VSA.6615.01.10e | JAE26200RBB | 12 | DCH-1ST-FL00R-SW-01 | switch | CISCO | C9200-48T-E | 10.60.48.13 | GigabitEthernet1/0/46 | Spare
Yes | DCH | Customs Campus Area | Dhaka Customs House Building | 1st Floor | 207 | Rack-02 | VIVANCO | 15 | VSA.6615.01.10e | JAE26200RBB | 12 | DCH-1ST-FL00R-SW-01 | switch | CISCO | C9200-48T-E | 10.60.48.13 | GigabitEthernet1/0/47 | Uplink-01
Yes | DCH | Customs Campus Area | Dhaka Customs House Building | 1st Floor | 207 | Rack-02 | VIVANCO | 15 | VSA.6615.01.10e | JAE26200RBB | 12 | DCH-1ST-FL00R-SW-01 | switch | CISCO | C9200-48T-E | 10.60.48.13 | GigabitEthernet1/0/48 | Uplink-02
Yes | DCH | Customs Campus Area | Dhaka Customs House Building | 1st Floor | 207 | Rack-02 | VIVANCO | 15 | VSA.6615.01.10e | JAE26200RBB | 12 | DCH-1ST-FL00R-SW-01 | switch | CISCO | C9200-48T-E | 10.60.48.13 | Te1/1/1
Yes | DCH | Customs Campus Area | Dhaka Customs House Building | 1st Floor | 207 | Rack-02 | VIVANCO | 15 | VSA.6615.01.10e | JAE26200RBB | 12 | DCH-1ST-FL00R-SW-01 | switch | CISCO | C9200-48T-E | 10.60.48.13 | Te1/1/2 | Spare
Yes | DCH | Customs Campus Area | Dhaka Customs House Building | 1st Floor | 207 | Rack-02 | VIVANCO | 15 | VSA.6615.01.10e | JAE26200RBB | 12 | DCH-1ST-FL00R-SW-01 | switch | CISCO | C9200-48T-E | 10.60.48.13 | Te1/1/3 | Spare
Yes | DCH | Customs Campus Area | Dhaka Customs House Building | 1st Floor | 207 | Rack-02 | VIVANCO | 15 | VSA.6615.01.10e | JAE26200RBB | 12 | DCH-1ST-FL00R-SW-01 | switch | CISCO | C9200-48T-E | 10.60.48.13 | Te1/1/4 | Spare
Dhaka Customs House Building
Yes | DCH | Customs Campus Area | Dhaka Customs House Building | 1st Floor | 207 | Rack-02 | VIVANCO | 15 | VSA.6615.01.10e | JAE26292P27 | 9 | DCH-1ST-FL00R-SW-02 | switch | CISCO | C9200-24T-E | 10.60.48.26 | GigabitEthernet1/0/1 | (Room-214)-DC_PC
Yes | DCH | Customs Campus Area | Dhaka Customs House Building | 1st Floor | 207 | Rack-02 | VIVANCO | 15 | VSA.6615.01.10e | JAE26292P27 | 9 | DCH-1ST-FL00R-SW-02 | switch | CISCO | C9200-24T-E | 10.60.48.26 | GigabitEthernet1/0/2 | Spare
Yes | DCH | Customs Campus Area | Dhaka Customs House Building | 1st Floor | 207 | Rack-02 | VIVANCO | 15 | VSA.6615.01.10e | JAE26292P27 | 9 | DCH-1ST-FL00R-SW-02 | switch | CISCO | C9200-24T-E | 10.60.48.26 | GigabitEthernet1/0/3 | Spare
Yes | DCH | Customs Campus Area | Dhaka Customs House Building | 1st Floor | 207 | Rack-02 | VIVANCO | 15 | VSA.6615.01.10e | JAE26292P27 | 9 | DCH-1ST-FL00R-SW-02 | switch | CISCO | C9200-24T-E | 10.60.48.26 | GigabitEthernet1/0/4 | Spare
Yes | DCH | Customs Campus Area | Dhaka Customs House Building | 1st Floor | 207 | Rack-02 | VIVANCO | 15 | VSA.6615.01.10e | JAE26292P27 | 9 | DCH-1ST-FL00R-SW-02 | switch | CISCO | C9200-24T-E | 10.60.48.26 | GigabitEthernet1/0/5 | Spare
Yes | DCH | Customs Campus Area | Dhaka Customs House Building | 1st Floor | 207 | Rack-02 | VIVANCO | 15 | VSA.6615.01.10e | JAE26292P27 | 9 | DCH-1ST-FL00R-SW-02 | switch | CISCO | C9200-24T-E | 10.60.48.26 | GigabitEthernet1/0/6 | Spare
Yes | DCH | Customs Campus Area | Dhaka Customs House Building | 1st Floor | 207 | Rack-02 | VIVANCO | 15 | VSA.6615.01.10e | JAE26292P27 | 9 | DCH-1ST-FL00R-SW-02 | switch | CISCO | C9200-24T-E | 10.60.48.26 | GigabitEthernet1/0/7 | Spare
Yes | DCH | Customs Campus Area | Dhaka Customs House Building | 1st Floor | 207 | Rack-02 | VIVANCO | 15 | VSA.6615.01.10e | JAE26292P27 | 9 | DCH-1ST-FL00R-SW-02 | switch | CISCO | C9200-24T-E | 10.60.48.26 | GigabitEthernet1/0/8 | Spare
Yes | DCH | Customs Campus Area | Dhaka Customs House Building | 1st Floor | 207 | Rack-02 | VIVANCO | 15 | VSA.6615.01.10e | JAE26292P27 | 9 | DCH-1ST-FL00R-SW-02 | switch | CISCO | C9200-24T-E | 10.60.48.26 | GigabitEthernet1/0/9 | Spare
Yes | DCH | Customs Campus Area | Dhaka Customs House Building | 1st Floor | 207 | Rack-02 | VIVANCO | 15 | VSA.6615.01.10e | JAE26292P27 | 9 | DCH-1ST-FL00R-SW-02 | switch | CISCO | C9200-24T-E | 10.60.48.26 | GigabitEthernet1/0/10 | Spare
Yes | DCH | Customs Campus Area | Dhaka Customs House Building | 1st Floor | 207 | Rack-02 | VIVANCO | 15 | VSA.6615.01.10e | JAE26292P27 | 9 | DCH-1ST-FL00R-SW-02 | switch | CISCO | C9200-24T-E | 10.60.48.26 | GigabitEthernet1/0/11 | Spare
Yes | DCH | Customs Campus Area | Dhaka Customs House Building | 1st Floor | 207 | Rack-02 | VIVANCO | 15 | VSA.6615.01.10e | JAE26292P27 | 9 | DCH-1ST-FL00R-SW-02 | switch | CISCO | C9200-24T-E | 10.60.48.26 | GigabitEthernet1/0/12 | Spare
Yes | DCH | Customs Campus Area | Dhaka Customs House Building | 1st Floor | 207 | Rack-02 | VIVANCO | 15 | VSA.6615.01.10e | JAE26292P27 | 9 | DCH-1ST-FL00R-SW-02 | switch | CISCO | C9200-24T-E | 10.60.48.26 | GigabitEthernet1/0/13 | Spare
Yes | DCH | Customs Campus Area | Dhaka Customs House Building | 1st Floor | 207 | Rack-02 | VIVANCO | 15 | VSA.6615.01.10e | JAE26292P27 | 9 | DCH-1ST-FL00R-SW-02 | switch | CISCO | C9200-24T-E | 10.60.48.26 | GigabitEthernet1/0/14 | Spare
Yes | DCH | Customs Campus Area | Dhaka Customs House Building | 1st Floor | 207 | Rack-02 | VIVANCO | 15 | VSA.6615.01.10e | JAE26292P27 | 9 | DCH-1ST-FL00R-SW-02 | switch | CISCO | C9200-24T-E | 10.60.48.26 | GigabitEthernet1/0/15 | Spare
Yes | DCH | Customs Campus Area | Dhaka Customs House Building | 1st Floor | 207 | Rack-02 | VIVANCO | 15 | VSA.6615.01.10e | JAE26292P27 | 9 | DCH-1ST-FL00R-SW-02 | switch | CISCO | C9200-24T-E | 10.60.48.26 | GigabitEthernet1/0/16 | Spare
Yes | DCH | Customs Campus Area | Dhaka Customs House Building | 1st Floor | 207 | Rack-02 | VIVANCO | 15 | VSA.6615.01.10e | JAE26292P27 | 9 | DCH-1ST-FL00R-SW-02 | switch | CISCO | C9200-24T-E | 10.60.48.26 | GigabitEthernet1/0/17 | Spare
Yes | DCH | Customs Campus Area | Dhaka Customs House Building | 1st Floor | 207 | Rack-02 | VIVANCO | 15 | VSA.6615.01.10e | JAE26292P27 | 9 | DCH-1ST-FL00R-SW-02 | switch | CISCO | C9200-24T-E | 10.60.48.26 | GigabitEthernet1/0/18 | Spare
Yes | DCH | Customs Campus Area | Dhaka Customs House Building | 1st Floor | 207 | Rack-02 | VIVANCO | 15 | VSA.6615.01.10e | JAE26292P27 | 9 | DCH-1ST-FL00R-SW-02 | switch | CISCO | C9200-24T-E | 10.60.48.26 | GigabitEthernet1/0/19 | Spare
Yes | DCH | Customs Campus Area | Dhaka Customs House Building | 1st Floor | 207 | Rack-02 | VIVANCO | 15 | VSA.6615.01.10e | JAE26292P27 | 9 | DCH-1ST-FL00R-SW-02 | switch | CISCO | C9200-24T-E | 10.60.48.26 | GigabitEthernet1/0/20 | Spare
Yes | DCH | Customs Campus Area | Dhaka Customs House Building | 1st Floor | 207 | Rack-02 | VIVANCO | 15 | VSA.6615.01.10e | JAE26292P27 | 9 | DCH-1ST-FL00R-SW-02 | switch | CISCO | C9200-24T-E | 10.60.48.26 | GigabitEthernet1/0/21 | ***
Yes | DCH | Customs Campus Area | Dhaka Customs House Building | 1st Floor | 207 | Rack-02 | VIVANCO | 15 | VSA.6615.01.10e | JAE26292P27 | 9 | DCH-1ST-FL00R-SW-02 | switch | CISCO | C9200-24T-E | 10.60.48.26 | GigabitEthernet1/0/22 | Spare
Yes | DCH | Customs Campus Area | Dhaka Customs House Building | 1st Floor | 207 | Rack-02 | VIVANCO | 15 | VSA.6615.01.10e | JAE26292P27 | 9 | DCH-1ST-FL00R-SW-02 | switch | CISCO | C9200-24T-E | 10.60.48.26 | GigabitEthernet1/0/23
Yes | DCH | Customs Campus Area | Dhaka Customs House Building | 1st Floor | 207 | Rack-02 | VIVANCO | 15 | VSA.6615.01.10e | JAE26292P27 | 9 | DCH-1ST-FL00R-SW-02 | switch | CISCO | C9200-24T-E | 10.60.48.26 | GigabitEthernet1/0/24
Yes | DCH | Customs Campus Area | Dhaka Customs House Building | 1st Floor | 207 | Rack-02 | VIVANCO | 15 | VSA.6615.01.10e | JAE26292P27 | 9 | DCH-1ST-FL00R-SW-02 | switch | CISCO | C9200-24T-E | 10.60.48.26 | Te1/1/1
Yes | DCH | Customs Campus Area | Dhaka Customs House Building | 1st Floor | 207 | Rack-02 | VIVANCO | 15 | VSA.6615.01.10e | JAE26292P27 | 9 | DCH-1ST-FL00R-SW-02 | switch | CISCO | C9200-24T-E | 10.60.48.26 | Te1/1/2
Yes | DCH | Customs Campus Area | Dhaka Customs House Building | 1st Floor | 207 | Rack-02 | VIVANCO | 15 | VSA.6615.01.10e | JAE26292P27 | 9 | DCH-1ST-FL00R-SW-02 | switch | CISCO | C9200-24T-E | 10.60.48.26 | Te1/1/3 | Uplink-01
Yes | DCH | Customs Campus Area | Dhaka Customs House Building | 1st Floor | 207 | Rack-02 | VIVANCO | 15 | VSA.6615.01.10e | JAE26292P27 | 9 | DCH-1ST-FL00R-SW-02 | switch | CISCO | C9200-24T-E | 10.60.48.26 | Te1/1/4 | Uplink-02
Dhaka Customs House Building
Yes | DCH | Customs Campus Area | Dhaka Customs House Building | 2nd Floor | Hall Room | Rack-03 | VIVANCO | 15 | VSA.6615.01.10e | JAE26200NGZ | 12 | DCH_2nd_Floor_SW-01 | switch | CISCO | C9200-48T-E | 10.60.48.14 | GigabitEthernet1/0/1 | (Team-9)_ARO_PC
Yes | DCH | Customs Campus Area | Dhaka Customs House Building | 2nd Floor | Hall Room | Rack-03 | VIVANCO | 15 | VSA.6615.01.10e | JAE26200NGZ | 12 | DCH_2nd_Floor_SW-01 | switch | CISCO | C9200-48T-E | 10.60.48.14 | GigabitEthernet1/0/2 | (IM4-G3)_ARO_PC
Yes | DCH | Customs Campus Area | Dhaka Customs House Building | 2nd Floor | Hall Room | Rack-03 | VIVANCO | 15 | VSA.6615.01.10e | JAE26200NGZ | 12 | DCH_2nd_Floor_SW-01 | switch | CISCO | C9200-48T-E | 10.60.48.14 | GigabitEthernet1/0/3 | (Team-9)_ARO_PC
Yes | DCH | Customs Campus Area | Dhaka Customs House Building | 2nd Floor | Hall Room | Rack-03 | VIVANCO | 15 | VSA.6615.01.10e | JAE26200NGZ | 12 | DCH_2nd_Floor_SW-01 | switch | CISCO | C9200-48T-E | 10.60.48.14 | GigabitEthernet1/0/4 | Spare
Yes | DCH | Customs Campus Area | Dhaka Customs House Building | 2nd Floor | Hall Room | Rack-03 | VIVANCO | 15 | VSA.6615.01.10e | JAE26200NGZ | 12 | DCH_2nd_Floor_SW-01 | switch | CISCO | C9200-48T-E | 10.60.48.14 | GigabitEthernet1/0/5 | (Team-7)_RO_PC
Yes | DCH | Customs Campus Area | Dhaka Customs House Building | 2nd Floor | Hall Room | Rack-03 | VIVANCO | 15 | VSA.6615.01.10e | JAE26200NGZ | 12 | DCH_2nd_Floor_SW-01 | switch | CISCO | C9200-48T-E | 10.60.48.14 | GigabitEthernet1/0/6
Yes | DCH | Customs Campus Area | Dhaka Customs House Building | 2nd Floor | Hall Room | Rack-03 | VIVANCO | 15 | VSA.6615.01.10e | JAE26200NGZ | 12 | DCH_2nd_Floor_SW-01 | switch | CISCO | C9200-48T-E | 10.60.48.14 | GigabitEthernet1/0/7
Yes | DCH | Customs Campus Area | Dhaka Customs House Building | 2nd Floor | Hall Room | Rack-03 | VIVANCO | 15 | VSA.6615.01.10e | JAE26200NGZ | 12 | DCH_2nd_Floor_SW-01 | switch | CISCO | C9200-48T-E | 10.60.48.14 | GigabitEthernet1/0/8
Yes | DCH | Customs Campus Area | Dhaka Customs House Building | 2nd Floor | Hall Room | Rack-03 | VIVANCO | 15 | VSA.6615.01.10e | JAE26200NGZ | 12 | DCH_2nd_Floor_SW-01 | switch | CISCO | C9200-48T-E | 10.60.48.14 | GigabitEthernet1/0/9 | (Team-6)_ARO_PC
Yes | DCH | Customs Campus Area | Dhaka Customs House Building | 2nd Floor | Hall Room | Rack-03 | VIVANCO | 15 | VSA.6615.01.10e | JAE26200NGZ | 12 | DCH_2nd_Floor_SW-01 | switch | CISCO | C9200-48T-E | 10.60.48.14 | GigabitEthernet1/0/10 | Spare
Yes | DCH | Customs Campus Area | Dhaka Customs House Building | 2nd Floor | Hall Room | Rack-03 | VIVANCO | 15 | VSA.6615.01.10e | JAE26200NGZ | 12 | DCH_2nd_Floor_SW-01 | switch | CISCO | C9200-48T-E | 10.60.48.14 | GigabitEthernet1/0/11 | (Team-3)_RO_Printer
Yes | DCH | Customs Campus Area | Dhaka Customs House Building | 2nd Floor | Hall Room | Rack-03 | VIVANCO | 15 | VSA.6615.01.10e | JAE26200NGZ | 12 | DCH_2nd_Floor_SW-01 | switch | CISCO | C9200-48T-E | 10.60.48.14 | GigabitEthernet1/0/12 | Confarance_Room-AP
Yes | DCH | Customs Campus Area | Dhaka Customs House Building | 2nd Floor | Hall Room | Rack-03 | VIVANCO | 15 | VSA.6615.01.10e | JAE26200NGZ | 12 | DCH_2nd_Floor_SW-01 | switch | CISCO | C9200-48T-E | 10.60.48.14 | GigabitEthernet1/0/13
Yes | DCH | Customs Campus Area | Dhaka Customs House Building | 2nd Floor | Hall Room | Rack-03 | VIVANCO | 15 | VSA.6615.01.10e | JAE26200NGZ | 12 | DCH_2nd_Floor_SW-01 | switch | CISCO | C9200-48T-E | 10.60.48.14 | GigabitEthernet1/0/14 | Spare
Yes | DCH | Customs Campus Area | Dhaka Customs House Building | 2nd Floor | Hall Room | Rack-03 | VIVANCO | 15 | VSA.6615.01.10e | JAE26200NGZ | 12 | DCH_2nd_Floor_SW-01 | switch | CISCO | C9200-48T-E | 10.60.48.14 | GigabitEthernet1/0/15
Yes | DCH | Customs Campus Area | Dhaka Customs House Building | 2nd Floor | Hall Room | Rack-03 | VIVANCO | 15 | VSA.6615.01.10e | JAE26200NGZ | 12 | DCH_2nd_Floor_SW-01 | switch | CISCO | C9200-48T-E | 10.60.48.14 | GigabitEthernet1/0/16 | Spare
Yes | DCH | Customs Campus Area | Dhaka Customs House Building | 2nd Floor | Hall Room | Rack-03 | VIVANCO | 15 | VSA.6615.01.10e | JAE26200NGZ | 12 | DCH_2nd_Floor_SW-01 | switch | CISCO | C9200-48T-E | 10.60.48.14 | GigabitEthernet1/0/17 | (Team-2)_RO_Printer
Yes | DCH | Customs Campus Area | Dhaka Customs House Building | 2nd Floor | Hall Room | Rack-03 | VIVANCO | 15 | VSA.6615.01.10e | JAE26200NGZ | 12 | DCH_2nd_Floor_SW-01 | switch | CISCO | C9200-48T-E | 10.60.48.14 | GigabitEthernet1/0/18 | Spare
Yes | DCH | Customs Campus Area | Dhaka Customs House Building | 2nd Floor | Hall Room | Rack-03 | VIVANCO | 15 | VSA.6615.01.10e | JAE26200NGZ | 12 | DCH_2nd_Floor_SW-01 | switch | CISCO | C9200-48T-E | 10.60.48.14 | GigabitEthernet1/0/19 | (Team-7)_ARO_PC
Yes | DCH | Customs Campus Area | Dhaka Customs House Building | 2nd Floor | Hall Room | Rack-03 | VIVANCO | 15 | VSA.6615.01.10e | JAE26200NGZ | 12 | DCH_2nd_Floor_SW-01 | switch | CISCO | C9200-48T-E | 10.60.48.14 | GigabitEthernet1/0/20 | Spare
Yes | DCH | Customs Campus Area | Dhaka Customs House Building | 2nd Floor | Hall Room | Rack-03 | VIVANCO | 15 | VSA.6615.01.10e | JAE26200NGZ | 12 | DCH_2nd_Floor_SW-01 | switch | CISCO | C9200-48T-E | 10.60.48.14 | GigabitEthernet1/0/21
Yes | DCH | Customs Campus Area | Dhaka Customs House Building | 2nd Floor | Hall Room | Rack-03 | VIVANCO | 15 | VSA.6615.01.10e | JAE26200NGZ | 12 | DCH_2nd_Floor_SW-01 | switch | CISCO | C9200-48T-E | 10.60.48.14 | GigabitEthernet1/0/22
Yes | DCH | Customs Campus Area | Dhaka Customs House Building | 2nd Floor | Hall Room | Rack-03 | VIVANCO | 15 | VSA.6615.01.10e | JAE26200NGZ | 12 | DCH_2nd_Floor_SW-01 | switch | CISCO | C9200-48T-E | 10.60.48.14 | GigabitEthernet1/0/23
Yes | DCH | Customs Campus Area | Dhaka Customs House Building | 2nd Floor | Hall Room | Rack-03 | VIVANCO | 15 | VSA.6615.01.10e | JAE26200NGZ | 12 | DCH_2nd_Floor_SW-01 | switch | CISCO | C9200-48T-E | 10.60.48.14 | GigabitEthernet1/0/24 | (Team-6)_ARO_PC
Yes | DCH | Customs Campus Area | Dhaka Customs House Building | 2nd Floor | Hall Room | Rack-03 | VIVANCO | 15 | VSA.6615.01.10e | JAE26200NGZ | 12 | DCH_2nd_Floor_SW-01 | switch | CISCO | C9200-48T-E | 10.60.48.14 | GigabitEthernet1/0/25 | (Team-3)_RO_PC
Yes | DCH | Customs Campus Area | Dhaka Customs House Building | 2nd Floor | Hall Room | Rack-03 | VIVANCO | 15 | VSA.6615.01.10e | JAE26200NGZ | 12 | DCH_2nd_Floor_SW-01 | switch | CISCO | C9200-48T-E | 10.60.48.14 | GigabitEthernet1/0/26 | Spare
Yes | DCH | Customs Campus Area | Dhaka Customs House Building | 2nd Floor | Hall Room | Rack-03 | VIVANCO | 15 | VSA.6615.01.10e | JAE26200NGZ | 12 | DCH_2nd_Floor_SW-01 | switch | CISCO | C9200-48T-E | 10.60.48.14 | GigabitEthernet1/0/27
Yes | DCH | Customs Campus Area | Dhaka Customs House Building | 2nd Floor | Hall Room | Rack-03 | VIVANCO | 15 | VSA.6615.01.10e | JAE26200NGZ | 12 | DCH_2nd_Floor_SW-01 | switch | CISCO | C9200-48T-E | 10.60.48.14 | GigabitEthernet1/0/28 | Spare
Yes | DCH | Customs Campus Area | Dhaka Customs House Building | 2nd Floor | Hall Room | Rack-03 | VIVANCO | 15 | VSA.6615.01.10e | JAE26200NGZ | 12 | DCH_2nd_Floor_SW-01 | switch | CISCO | C9200-48T-E | 10.60.48.14 | GigabitEthernet1/0/29
Yes | DCH | Customs Campus Area | Dhaka Customs House Building | 2nd Floor | Hall Room | Rack-03 | VIVANCO | 15 | VSA.6615.01.10e | JAE26200NGZ | 12 | DCH_2nd_Floor_SW-01 | switch | CISCO | C9200-48T-E | 10.60.48.14 | GigabitEthernet1/0/30
Yes | DCH | Customs Campus Area | Dhaka Customs House Building | 2nd Floor | Hall Room | Rack-03 | VIVANCO | 15 | VSA.6615.01.10e | JAE26200NGZ | 12 | DCH_2nd_Floor_SW-01 | switch | CISCO | C9200-48T-E | 10.60.48.14 | GigabitEthernet1/0/31 | (Team-4)_ARO_PC
Yes | DCH | Customs Campus Area | Dhaka Customs House Building | 2nd Floor | Hall Room | Rack-03 | VIVANCO | 15 | VSA.6615.01.10e | JAE26200NGZ | 12 | DCH_2nd_Floor_SW-01 | switch | CISCO | C9200-48T-E | 10.60.48.14 | GigabitEthernet1/0/32
Yes | DCH | Customs Campus Area | Dhaka Customs House Building | 2nd Floor | Hall Room | Rack-03 | VIVANCO | 15 | VSA.6615.01.10e | JAE26200NGZ | 12 | DCH_2nd_Floor_SW-01 | switch | CISCO | C9200-48T-E | 10.60.48.14 | GigabitEthernet1/0/33
Yes | DCH | Customs Campus Area | Dhaka Customs House Building | 2nd Floor | Hall Room | Rack-03 | VIVANCO | 15 | VSA.6615.01.10e | JAE26200NGZ | 12 | DCH_2nd_Floor_SW-01 | switch | CISCO | C9200-48T-E | 10.60.48.14 | GigabitEthernet1/0/34 | Spare
Yes | DCH | Customs Campus Area | Dhaka Customs House Building | 2nd Floor | Hall Room | Rack-03 | VIVANCO | 15 | VSA.6615.01.10e | JAE26200NGZ | 12 | DCH_2nd_Floor_SW-01 | switch | CISCO | C9200-48T-E | 10.60.48.14 | GigabitEthernet1/0/35 | (Team-5)_ARO_PC
Yes | DCH | Customs Campus Area | Dhaka Customs House Building | 2nd Floor | Hall Room | Rack-03 | VIVANCO | 15 | VSA.6615.01.10e | JAE26200NGZ | 12 | DCH_2nd_Floor_SW-01 | switch | CISCO | C9200-48T-E | 10.60.48.14 | GigabitEthernet1/0/36
Yes | DCH | Customs Campus Area | Dhaka Customs House Building | 2nd Floor | Hall Room | Rack-03 | VIVANCO | 15 | VSA.6615.01.10e | JAE26200NGZ | 12 | DCH_2nd_Floor_SW-01 | switch | CISCO | C9200-48T-E | 10.60.48.14 | GigabitEthernet1/0/37
Yes | DCH | Customs Campus Area | Dhaka Customs House Building | 2nd Floor | Hall Room | Rack-03 | VIVANCO | 15 | VSA.6615.01.10e | JAE26200NGZ | 12 | DCH_2nd_Floor_SW-01 | switch | CISCO | C9200-48T-E | 10.60.48.14 | GigabitEthernet1/0/38
Yes | DCH | Customs Campus Area | Dhaka Customs House Building | 2nd Floor | Hall Room | Rack-03 | VIVANCO | 15 | VSA.6615.01.10e | JAE26200NGZ | 12 | DCH_2nd_Floor_SW-01 | switch | CISCO | C9200-48T-E | 10.60.48.14 | GigabitEthernet1/0/39 | (Team-6)_RO_PC
Yes | DCH | Customs Campus Area | Dhaka Customs House Building | 2nd Floor | Hall Room | Rack-03 | VIVANCO | 15 | VSA.6615.01.10e | JAE26200NGZ | 12 | DCH_2nd_Floor_SW-01 | switch | CISCO | C9200-48T-E | 10.60.48.14 | GigabitEthernet1/0/40
Yes | DCH | Customs Campus Area | Dhaka Customs House Building | 2nd Floor | Hall Room | Rack-03 | VIVANCO | 15 | VSA.6615.01.10e | JAE26200NGZ | 12 | DCH_2nd_Floor_SW-01 | switch | CISCO | C9200-48T-E | 10.60.48.14 | GigabitEthernet1/0/41 | Spare
Yes | DCH | Customs Campus Area | Dhaka Customs House Building | 2nd Floor | Hall Room | Rack-03 | VIVANCO | 15 | VSA.6615.01.10e | JAE26200NGZ | 12 | DCH_2nd_Floor_SW-01 | switch | CISCO | C9200-48T-E | 10.60.48.14 | GigabitEthernet1/0/42
Yes | DCH | Customs Campus Area | Dhaka Customs House Building | 2nd Floor | Hall Room | Rack-03 | VIVANCO | 15 | VSA.6615.01.10e | JAE26200NGZ | 12 | DCH_2nd_Floor_SW-01 | switch | CISCO | C9200-48T-E | 10.60.48.14 | GigabitEthernet1/0/43 | (Team-6)_ARO_PC
Yes | DCH | Customs Campus Area | Dhaka Customs House Building | 2nd Floor | Hall Room | Rack-03 | VIVANCO | 15 | VSA.6615.01.10e | JAE26200NGZ | 12 | DCH_2nd_Floor_SW-01 | switch | CISCO | C9200-48T-E | 10.60.48.14 | GigabitEthernet1/0/44 | (Team-8)_ARO_PC
Yes | DCH | Customs Campus Area | Dhaka Customs House Building | 2nd Floor | Hall Room | Rack-03 | VIVANCO | 15 | VSA.6615.01.10e | JAE26200NGZ | 12 | DCH_2nd_Floor_SW-01 | switch | CISCO | C9200-48T-E | 10.60.48.14 | GigabitEthernet1/0/45
Yes | DCH | Customs Campus Area | Dhaka Customs House Building | 2nd Floor | Hall Room | Rack-03 | VIVANCO | 15 | VSA.6615.01.10e | JAE26200NGZ | 12 | DCH_2nd_Floor_SW-01 | switch | CISCO | C9200-48T-E | 10.60.48.14 | GigabitEthernet1/0/46
Yes | DCH | Customs Campus Area | Dhaka Customs House Building | 2nd Floor | Hall Room | Rack-03 | VIVANCO | 15 | VSA.6615.01.10e | JAE26200NGZ | 12 | DCH_2nd_Floor_SW-01 | switch | CISCO | C9200-48T-E | 10.60.48.14 | GigabitEthernet1/0/47 | Spare
Yes | DCH | Customs Campus Area | Dhaka Customs House Building | 2nd Floor | Hall Room | Rack-03 | VIVANCO | 15 | VSA.6615.01.10e | JAE26200NGZ | 12 | DCH_2nd_Floor_SW-01 | switch | CISCO | C9200-48T-E | 10.60.48.14 | GigabitEthernet1/0/48 | Spare
Yes | DCH | Customs Campus Area | Dhaka Customs House Building | 2nd Floor | Hall Room | Rack-03 | VIVANCO | 15 | VSA.6615.01.10e | JAE26200NGZ | 12 | DCH_2nd_Floor_SW-01 | switch | CISCO | C9200-48T-E | 10.60.48.14 | Te1/1/1
Yes | DCH | Customs Campus Area | Dhaka Customs House Building | 2nd Floor | Hall Room | Rack-03 | VIVANCO | 15 | VSA.6615.01.10e | JAE26200NGZ | 12 | DCH_2nd_Floor_SW-01 | switch | CISCO | C9200-48T-E | 10.60.48.14 | Te1/1/2
Yes | DCH | Customs Campus Area | Dhaka Customs House Building | 2nd Floor | Hall Room | Rack-03 | VIVANCO | 15 | VSA.6615.01.10e | JAE26200NGZ | 12 | DCH_2nd_Floor_SW-01 | switch | CISCO | C9200-48T-E | 10.60.48.14 | Te1/1/3 | Uplink-01
Yes | DCH | Customs Campus Area | Dhaka Customs House Building | 2nd Floor | Hall Room | Rack-03 | VIVANCO | 15 | VSA.6615.01.10e | JAE26200NGZ | 12 | DCH_2nd_Floor_SW-01 | switch | CISCO | C9200-48T-E | 10.60.48.14 | Te1/1/4 | Uplink-02
Dhaka Customs House Building
Yes | DCH | Customs Campus Area | Dhaka Customs House Building | 2nd Floor | Hall Room | Rack-03 | VIVANCO | 15 | VSA.6615.01.10e | JAE2617038U | 8 | DCH_2nd_Floor_SW-02 | switch | CISCO | C9200-48T-E | 10.60.48.15 | GigabitEthernet1/0/1
Yes | DCH | Customs Campus Area | Dhaka Customs House Building | 2nd Floor | Hall Room | Rack-03 | VIVANCO | 15 | VSA.6615.01.10e | JAE2617038U | 8 | DCH_2nd_Floor_SW-02 | switch | CISCO | C9200-48T-E | 10.60.48.15 | GigabitEthernet1/0/2
Yes | DCH | Customs Campus Area | Dhaka Customs House Building | 2nd Floor | Hall Room | Rack-03 | VIVANCO | 15 | VSA.6615.01.10e | JAE2617038U | 8 | DCH_2nd_Floor_SW-02 | switch | CISCO | C9200-48T-E | 10.60.48.15 | GigabitEthernet1/0/3
Yes | DCH | Customs Campus Area | Dhaka Customs House Building | 2nd Floor | Hall Room | Rack-03 | VIVANCO | 15 | VSA.6615.01.10e | JAE2617038U | 8 | DCH_2nd_Floor_SW-02 | switch | CISCO | C9200-48T-E | 10.60.48.15 | GigabitEthernet1/0/4 | Spare
Yes | DCH | Customs Campus Area | Dhaka Customs House Building | 2nd Floor | Hall Room | Rack-03 | VIVANCO | 15 | VSA.6615.01.10e | JAE2617038U | 8 | DCH_2nd_Floor_SW-02 | switch | CISCO | C9200-48T-E | 10.60.48.15 | GigabitEthernet1/0/5 | Spare
Yes | DCH | Customs Campus Area | Dhaka Customs House Building | 2nd Floor | Hall Room | Rack-03 | VIVANCO | 15 | VSA.6615.01.10e | JAE2617038U | 8 | DCH_2nd_Floor_SW-02 | switch | CISCO | C9200-48T-E | 10.60.48.15 | GigabitEthernet1/0/6
Yes | DCH | Customs Campus Area | Dhaka Customs House Building | 2nd Floor | Hall Room | Rack-03 | VIVANCO | 15 | VSA.6615.01.10e | JAE2617038U | 8 | DCH_2nd_Floor_SW-02 | switch | CISCO | C9200-48T-E | 10.60.48.15 | GigabitEthernet1/0/7
Yes | DCH | Customs Campus Area | Dhaka Customs House Building | 2nd Floor | Hall Room | Rack-03 | VIVANCO | 15 | VSA.6615.01.10e | JAE2617038U | 8 | DCH_2nd_Floor_SW-02 | switch | CISCO | C9200-48T-E | 10.60.48.15 | GigabitEthernet1/0/8
Yes | DCH | Customs Campus Area | Dhaka Customs House Building | 2nd Floor | Hall Room | Rack-03 | VIVANCO | 15 | VSA.6615.01.10e | JAE2617038U | 8 | DCH_2nd_Floor_SW-02 | switch | CISCO | C9200-48T-E | 10.60.48.15 | GigabitEthernet1/0/9
Yes | DCH | Customs Campus Area | Dhaka Customs House Building | 2nd Floor | Hall Room | Rack-03 | VIVANCO | 15 | VSA.6615.01.10e | JAE2617038U | 8 | DCH_2nd_Floor_SW-02 | switch | CISCO | C9200-48T-E | 10.60.48.15 | GigabitEthernet1/0/10 | Spare
Yes | DCH | Customs Campus Area | Dhaka Customs House Building | 2nd Floor | Hall Room | Rack-03 | VIVANCO | 15 | VSA.6615.01.10e | JAE2617038U | 8 | DCH_2nd_Floor_SW-02 | switch | CISCO | C9200-48T-E | 10.60.48.15 | GigabitEthernet1/0/11
Yes | DCH | Customs Campus Area | Dhaka Customs House Building | 2nd Floor | Hall Room | Rack-03 | VIVANCO | 15 | VSA.6615.01.10e | JAE2617038U | 8 | DCH_2nd_Floor_SW-02 | switch | CISCO | C9200-48T-E | 10.60.48.15 | GigabitEthernet1/0/12
Yes | DCH | Customs Campus Area | Dhaka Customs House Building | 2nd Floor | Hall Room | Rack-03 | VIVANCO | 15 | VSA.6615.01.10e | JAE2617038U | 8 | DCH_2nd_Floor_SW-02 | switch | CISCO | C9200-48T-E | 10.60.48.15 | GigabitEthernet1/0/13
Yes | DCH | Customs Campus Area | Dhaka Customs House Building | 2nd Floor | Hall Room | Rack-03 | VIVANCO | 15 | VSA.6615.01.10e | JAE2617038U | 8 | DCH_2nd_Floor_SW-02 | switch | CISCO | C9200-48T-E | 10.60.48.15 | GigabitEthernet1/0/14 | Spare
Yes | DCH | Customs Campus Area | Dhaka Customs House Building | 2nd Floor | Hall Room | Rack-03 | VIVANCO | 15 | VSA.6615.01.10e | JAE2617038U | 8 | DCH_2nd_Floor_SW-02 | switch | CISCO | C9200-48T-E | 10.60.48.15 | GigabitEthernet1/0/15
Yes | DCH | Customs Campus Area | Dhaka Customs House Building | 2nd Floor | Hall Room | Rack-03 | VIVANCO | 15 | VSA.6615.01.10e | JAE2617038U | 8 | DCH_2nd_Floor_SW-02 | switch | CISCO | C9200-48T-E | 10.60.48.15 | GigabitEthernet1/0/16 | Spare
Yes | DCH | Customs Campus Area | Dhaka Customs House Building | 2nd Floor | Hall Room | Rack-03 | VIVANCO | 15 | VSA.6615.01.10e | JAE2617038U | 8 | DCH_2nd_Floor_SW-02 | switch | CISCO | C9200-48T-E | 10.60.48.15 | GigabitEthernet1/0/17 | Spare
Yes | DCH | Customs Campus Area | Dhaka Customs House Building | 2nd Floor | Hall Room | Rack-03 | VIVANCO | 15 | VSA.6615.01.10e | JAE2617038U | 8 | DCH_2nd_Floor_SW-02 | switch | CISCO | C9200-48T-E | 10.60.48.15 | GigabitEthernet1/0/18 | Spare
Yes | DCH | Customs Campus Area | Dhaka Customs House Building | 2nd Floor | Hall Room | Rack-03 | VIVANCO | 15 | VSA.6615.01.10e | JAE2617038U | 8 | DCH_2nd_Floor_SW-02 | switch | CISCO | C9200-48T-E | 10.60.48.15 | GigabitEthernet1/0/19 | Spare
Yes | DCH | Customs Campus Area | Dhaka Customs House Building | 2nd Floor | Hall Room | Rack-03 | VIVANCO | 15 | VSA.6615.01.10e | JAE2617038U | 8 | DCH_2nd_Floor_SW-02 | switch | CISCO | C9200-48T-E | 10.60.48.15 | GigabitEthernet1/0/20 | Spare
Yes | DCH | Customs Campus Area | Dhaka Customs House Building | 2nd Floor | Hall Room | Rack-03 | VIVANCO | 15 | VSA.6615.01.10e | JAE2617038U | 8 | DCH_2nd_Floor_SW-02 | switch | CISCO | C9200-48T-E | 10.60.48.15 | GigabitEthernet1/0/21 | Spare
Yes | DCH | Customs Campus Area | Dhaka Customs House Building | 2nd Floor | Hall Room | Rack-03 | VIVANCO | 15 | VSA.6615.01.10e | JAE2617038U | 8 | DCH_2nd_Floor_SW-02 | switch | CISCO | C9200-48T-E | 10.60.48.15 | GigabitEthernet1/0/22 | Spare
Yes | DCH | Customs Campus Area | Dhaka Customs House Building | 2nd Floor | Hall Room | Rack-03 | VIVANCO | 15 | VSA.6615.01.10e | JAE2617038U | 8 | DCH_2nd_Floor_SW-02 | switch | CISCO | C9200-48T-E | 10.60.48.15 | GigabitEthernet1/0/23 | Spare
Yes | DCH | Customs Campus Area | Dhaka Customs House Building | 2nd Floor | Hall Room | Rack-03 | VIVANCO | 15 | VSA.6615.01.10e | JAE2617038U | 8 | DCH_2nd_Floor_SW-02 | switch | CISCO | C9200-48T-E | 10.60.48.15 | GigabitEthernet1/0/24 | Spare
Yes | DCH | Customs Campus Area | Dhaka Customs House Building | 2nd Floor | Hall Room | Rack-03 | VIVANCO | 15 | VSA.6615.01.10e | JAE2617038U | 8 | DCH_2nd_Floor_SW-02 | switch | CISCO | C9200-48T-E | 10.60.48.15 | GigabitEthernet1/0/25 | Spare
Yes | DCH | Customs Campus Area | Dhaka Customs House Building | 2nd Floor | Hall Room | Rack-03 | VIVANCO | 15 | VSA.6615.01.10e | JAE2617038U | 8 | DCH_2nd_Floor_SW-02 | switch | CISCO | C9200-48T-E | 10.60.48.15 | GigabitEthernet1/0/26
Yes | DCH | Customs Campus Area | Dhaka Customs House Building | 2nd Floor | Hall Room | Rack-03 | VIVANCO | 15 | VSA.6615.01.10e | JAE2617038U | 8 | DCH_2nd_Floor_SW-02 | switch | CISCO | C9200-48T-E | 10.60.48.15 | GigabitEthernet1/0/27 | Spare
Yes | DCH | Customs Campus Area | Dhaka Customs House Building | 2nd Floor | Hall Room | Rack-03 | VIVANCO | 15 | VSA.6615.01.10e | JAE2617038U | 8 | DCH_2nd_Floor_SW-02 | switch | CISCO | C9200-48T-E | 10.60.48.15 | GigabitEthernet1/0/28 | Spare
Yes | DCH | Customs Campus Area | Dhaka Customs House Building | 2nd Floor | Hall Room | Rack-03 | VIVANCO | 15 | VSA.6615.01.10e | JAE2617038U | 8 | DCH_2nd_Floor_SW-02 | switch | CISCO | C9200-48T-E | 10.60.48.15 | GigabitEthernet1/0/29 | (Team-1)_RO_Printer
Yes | DCH | Customs Campus Area | Dhaka Customs House Building | 2nd Floor | Hall Room | Rack-03 | VIVANCO | 15 | VSA.6615.01.10e | JAE2617038U | 8 | DCH_2nd_Floor_SW-02 | switch | CISCO | C9200-48T-E | 10.60.48.15 | GigabitEthernet1/0/30
Yes | DCH | Customs Campus Area | Dhaka Customs House Building | 2nd Floor | Hall Room | Rack-03 | VIVANCO | 15 | VSA.6615.01.10e | JAE2617038U | 8 | DCH_2nd_Floor_SW-02 | switch | CISCO | C9200-48T-E | 10.60.48.15 | GigabitEthernet1/0/31
Yes | DCH | Customs Campus Area | Dhaka Customs House Building | 2nd Floor | Hall Room | Rack-03 | VIVANCO | 15 | VSA.6615.01.10e | JAE2617038U | 8 | DCH_2nd_Floor_SW-02 | switch | CISCO | C9200-48T-E | 10.60.48.15 | GigabitEthernet1/0/32
Yes | DCH | Customs Campus Area | Dhaka Customs House Building | 2nd Floor | Hall Room | Rack-03 | VIVANCO | 15 | VSA.6615.01.10e | JAE2617038U | 8 | DCH_2nd_Floor_SW-02 | switch | CISCO | C9200-48T-E | 10.60.48.15 | GigabitEthernet1/0/33 | Spare
Yes | DCH | Customs Campus Area | Dhaka Customs House Building | 2nd Floor | Hall Room | Rack-03 | VIVANCO | 15 | VSA.6615.01.10e | JAE2617038U | 8 | DCH_2nd_Floor_SW-02 | switch | CISCO | C9200-48T-E | 10.60.48.15 | GigabitEthernet1/0/34 | (Team-2)_RO_PC
Yes | DCH | Customs Campus Area | Dhaka Customs House Building | 2nd Floor | Hall Room | Rack-03 | VIVANCO | 15 | VSA.6615.01.10e | JAE2617038U | 8 | DCH_2nd_Floor_SW-02 | switch | CISCO | C9200-48T-E | 10.60.48.15 | GigabitEthernet1/0/35
Yes | DCH | Customs Campus Area | Dhaka Customs House Building | 2nd Floor | Hall Room | Rack-03 | VIVANCO | 15 | VSA.6615.01.10e | JAE2617038U | 8 | DCH_2nd_Floor_SW-02 | switch | CISCO | C9200-48T-E | 10.60.48.15 | GigabitEthernet1/0/36
Yes | DCH | Customs Campus Area | Dhaka Customs House Building | 2nd Floor | Hall Room | Rack-03 | VIVANCO | 15 | VSA.6615.01.10e | JAE2617038U | 8 | DCH_2nd_Floor_SW-02 | switch | CISCO | C9200-48T-E | 10.60.48.15 | GigabitEthernet1/0/37
Yes | DCH | Customs Campus Area | Dhaka Customs House Building | 2nd Floor | Hall Room | Rack-03 | VIVANCO | 15 | VSA.6615.01.10e | JAE2617038U | 8 | DCH_2nd_Floor_SW-02 | switch | CISCO | C9200-48T-E | 10.60.48.15 | GigabitEthernet1/0/38 | Spare
Yes | DCH | Customs Campus Area | Dhaka Customs House Building | 2nd Floor | Hall Room | Rack-03 | VIVANCO | 15 | VSA.6615.01.10e | JAE2617038U | 8 | DCH_2nd_Floor_SW-02 | switch | CISCO | C9200-48T-E | 10.60.48.15 | GigabitEthernet1/0/39
Yes | DCH | Customs Campus Area | Dhaka Customs House Building | 2nd Floor | Hall Room | Rack-03 | VIVANCO | 15 | VSA.6615.01.10e | JAE2617038U | 8 | DCH_2nd_Floor_SW-02 | switch | CISCO | C9200-48T-E | 10.60.48.15 | GigabitEthernet1/0/40 | Commissioner-AP
Yes | DCH | Customs Campus Area | Dhaka Customs House Building | 2nd Floor | Hall Room | Rack-03 | VIVANCO | 15 | VSA.6615.01.10e | JAE2617038U | 8 | DCH_2nd_Floor_SW-02 | switch | CISCO | C9200-48T-E | 10.60.48.15 | GigabitEthernet1/0/41
Yes | DCH | Customs Campus Area | Dhaka Customs House Building | 2nd Floor | Hall Room | Rack-03 | VIVANCO | 15 | VSA.6615.01.10e | JAE2617038U | 8 | DCH_2nd_Floor_SW-02 | switch | CISCO | C9200-48T-E | 10.60.48.15 | GigabitEthernet1/0/42 | Spare
Yes | DCH | Customs Campus Area | Dhaka Customs House Building | 2nd Floor | Hall Room | Rack-03 | VIVANCO | 15 | VSA.6615.01.10e | JAE2617038U | 8 | DCH_2nd_Floor_SW-02 | switch | CISCO | C9200-48T-E | 10.60.48.15 | GigabitEthernet1/0/43 | Spare
Yes | DCH | Customs Campus Area | Dhaka Customs House Building | 2nd Floor | Hall Room | Rack-03 | VIVANCO | 15 | VSA.6615.01.10e | JAE2617038U | 8 | DCH_2nd_Floor_SW-02 | switch | CISCO | C9200-48T-E | 10.60.48.15 | GigabitEthernet1/0/44 | Spare
Yes | DCH | Customs Campus Area | Dhaka Customs House Building | 2nd Floor | Hall Room | Rack-03 | VIVANCO | 15 | VSA.6615.01.10e | JAE2617038U | 8 | DCH_2nd_Floor_SW-02 | switch | CISCO | C9200-48T-E | 10.60.48.15 | GigabitEthernet1/0/45 | Spare
Yes | DCH | Customs Campus Area | Dhaka Customs House Building | 2nd Floor | Hall Room | Rack-03 | VIVANCO | 15 | VSA.6615.01.10e | JAE2617038U | 8 | DCH_2nd_Floor_SW-02 | switch | CISCO | C9200-48T-E | 10.60.48.15 | GigabitEthernet1/0/46 | Spare
Yes | DCH | Customs Campus Area | Dhaka Customs House Building | 2nd Floor | Hall Room | Rack-03 | VIVANCO | 15 | VSA.6615.01.10e | JAE2617038U | 8 | DCH_2nd_Floor_SW-02 | switch | CISCO | C9200-48T-E | 10.60.48.15 | GigabitEthernet1/0/47 | Spare
Yes | DCH | Customs Campus Area | Dhaka Customs House Building | 2nd Floor | Hall Room | Rack-03 | VIVANCO | 15 | VSA.6615.01.10e | JAE2617038U | 8 | DCH_2nd_Floor_SW-02 | switch | CISCO | C9200-48T-E | 10.60.48.15 | GigabitEthernet1/0/48 | Spare
Yes | DCH | Customs Campus Area | Dhaka Customs House Building | 2nd Floor | Hall Room | Rack-03 | VIVANCO | 15 | VSA.6615.01.10e | JAE2617038U | 8 | DCH_2nd_Floor_SW-02 | switch | CISCO | C9200-48T-E | 10.60.48.15 | Te1/1/1
Yes | DCH | Customs Campus Area | Dhaka Customs House Building | 2nd Floor | Hall Room | Rack-03 | VIVANCO | 15 | VSA.6615.01.10e | JAE2617038U | 8 | DCH_2nd_Floor_SW-02 | switch | CISCO | C9200-48T-E | 10.60.48.15 | Te1/1/2
Yes | DCH | Customs Campus Area | Dhaka Customs House Building | 2nd Floor | Hall Room | Rack-03 | VIVANCO | 15 | VSA.6615.01.10e | JAE2617038U | 8 | DCH_2nd_Floor_SW-02 | switch | CISCO | C9200-48T-E | 10.60.48.15 | Te1/1/3 | Uplink-01
Yes | DCH | Customs Campus Area | Dhaka Customs House Building | 2nd Floor | Hall Room | Rack-03 | VIVANCO | 15 | VSA.6615.01.10e | JAE2617038U | 8 | DCH_2nd_Floor_SW-02 | switch | CISCO | C9200-48T-E | 10.60.48.15 | Te1/1/4 | Uplink-02
Dhaka Customs House Building
Yes | DCH | Customs Campus Area | Dhaka Customs House Building | 3nd Floor | 414 | Rack-04 | VIVANCO | 15 | VSA.6615.01.10e | JAE26431797 | 8 | DCH_3rd_Floor_SW-01 | switch | CISCO | C9200-48T-E | 10.60.48.16 | GigabitEthernet1/0/1
Yes | DCH | Customs Campus Area | Dhaka Customs House Building | 3nd Floor | 414 | Rack-04 | VIVANCO | 15 | VSA.6615.01.10e | JAE26431797 | 8 | DCH_3rd_Floor_SW-01 | switch | CISCO | C9200-48T-E | 10.60.48.16 | GigabitEthernet1/0/2
Yes | DCH | Customs Campus Area | Dhaka Customs House Building | 3nd Floor | 414 | Rack-04 | VIVANCO | 15 | VSA.6615.01.10e | JAE26431797 | 8 | DCH_3rd_Floor_SW-01 | switch | CISCO | C9200-48T-E | 10.60.48.16 | GigabitEthernet1/0/3
Yes | DCH | Customs Campus Area | Dhaka Customs House Building | 3nd Floor | 414 | Rack-04 | VIVANCO | 15 | VSA.6615.01.10e | JAE26431797 | 8 | DCH_3rd_Floor_SW-01 | switch | CISCO | C9200-48T-E | 10.60.48.16 | GigabitEthernet1/0/4
Yes | DCH | Customs Campus Area | Dhaka Customs House Building | 3nd Floor | 414 | Rack-04 | VIVANCO | 15 | VSA.6615.01.10e | JAE26431797 | 8 | DCH_3rd_Floor_SW-01 | switch | CISCO | C9200-48T-E | 10.60.48.16 | GigabitEthernet1/0/5
Yes | DCH | Customs Campus Area | Dhaka Customs House Building | 3nd Floor | 414 | Rack-04 | VIVANCO | 15 | VSA.6615.01.10e | JAE26431797 | 8 | DCH_3rd_Floor_SW-01 | switch | CISCO | C9200-48T-E | 10.60.48.16 | GigabitEthernet1/0/6
Yes | DCH | Customs Campus Area | Dhaka Customs House Building | 3nd Floor | 414 | Rack-04 | VIVANCO | 15 | VSA.6615.01.10e | JAE26431797 | 8 | DCH_3rd_Floor_SW-01 | switch | CISCO | C9200-48T-E | 10.60.48.16 | GigabitEthernet1/0/7
Yes | DCH | Customs Campus Area | Dhaka Customs House Building | 3nd Floor | 414 | Rack-04 | VIVANCO | 15 | VSA.6615.01.10e | JAE26431797 | 8 | DCH_3rd_Floor_SW-01 | switch | CISCO | C9200-48T-E | 10.60.48.16 | GigabitEthernet1/0/8
Yes | DCH | Customs Campus Area | Dhaka Customs House Building | 3nd Floor | 414 | Rack-04 | VIVANCO | 15 | VSA.6615.01.10e | JAE26431797 | 8 | DCH_3rd_Floor_SW-01 | switch | CISCO | C9200-48T-E | 10.60.48.16 | GigabitEthernet1/0/9
Yes | DCH | Customs Campus Area | Dhaka Customs House Building | 3nd Floor | 414 | Rack-04 | VIVANCO | 15 | VSA.6615.01.10e | JAE26431797 | 8 | DCH_3rd_Floor_SW-01 | switch | CISCO | C9200-48T-E | 10.60.48.16 | GigabitEthernet1/0/10
Yes | DCH | Customs Campus Area | Dhaka Customs House Building | 3nd Floor | 414 | Rack-04 | VIVANCO | 15 | VSA.6615.01.10e | JAE26431797 | 8 | DCH_3rd_Floor_SW-01 | switch | CISCO | C9200-48T-E | 10.60.48.16 | GigabitEthernet1/0/11
Yes | DCH | Customs Campus Area | Dhaka Customs House Building | 3nd Floor | 414 | Rack-04 | VIVANCO | 15 | VSA.6615.01.10e | JAE26431797 | 8 | DCH_3rd_Floor_SW-01 | switch | CISCO | C9200-48T-E | 10.60.48.16 | GigabitEthernet1/0/12
Yes | DCH | Customs Campus Area | Dhaka Customs House Building | 3nd Floor | 414 | Rack-04 | VIVANCO | 15 | VSA.6615.01.10e | JAE26431797 | 8 | DCH_3rd_Floor_SW-01 | switch | CISCO | C9200-48T-E | 10.60.48.16 | GigabitEthernet1/0/13
Yes | DCH | Customs Campus Area | Dhaka Customs House Building | 3nd Floor | 414 | Rack-04 | VIVANCO | 15 | VSA.6615.01.10e | JAE26431797 | 8 | DCH_3rd_Floor_SW-01 | switch | CISCO | C9200-48T-E | 10.60.48.16 | GigabitEthernet1/0/14
Yes | DCH | Customs Campus Area | Dhaka Customs House Building | 3nd Floor | 414 | Rack-04 | VIVANCO | 15 | VSA.6615.01.10e | JAE26431797 | 8 | DCH_3rd_Floor_SW-01 | switch | CISCO | C9200-48T-E | 10.60.48.16 | GigabitEthernet1/0/15
Yes | DCH | Customs Campus Area | Dhaka Customs House Building | 3nd Floor | 414 | Rack-04 | VIVANCO | 15 | VSA.6615.01.10e | JAE26431797 | 8 | DCH_3rd_Floor_SW-01 | switch | CISCO | C9200-48T-E | 10.60.48.16 | GigabitEthernet1/0/16
Yes | DCH | Customs Campus Area | Dhaka Customs House Building | 3nd Floor | 414 | Rack-04 | VIVANCO | 15 | VSA.6615.01.10e | JAE26431797 | 8 | DCH_3rd_Floor_SW-01 | switch | CISCO | C9200-48T-E | 10.60.48.16 | GigabitEthernet1/0/17
Yes | DCH | Customs Campus Area | Dhaka Customs House Building | 3nd Floor | 414 | Rack-04 | VIVANCO | 15 | VSA.6615.01.10e | JAE26431797 | 8 | DCH_3rd_Floor_SW-01 | switch | CISCO | C9200-48T-E | 10.60.48.16 | GigabitEthernet1/0/18
Yes | DCH | Customs Campus Area | Dhaka Customs House Building | 3nd Floor | 414 | Rack-04 | VIVANCO | 15 | VSA.6615.01.10e | JAE26431797 | 8 | DCH_3rd_Floor_SW-01 | switch | CISCO | C9200-48T-E | 10.60.48.16 | GigabitEthernet1/0/19
Yes | DCH | Customs Campus Area | Dhaka Customs House Building | 3nd Floor | 414 | Rack-04 | VIVANCO | 15 | VSA.6615.01.10e | JAE26431797 | 8 | DCH_3rd_Floor_SW-01 | switch | CISCO | C9200-48T-E | 10.60.48.16 | GigabitEthernet1/0/20
Yes | DCH | Customs Campus Area | Dhaka Customs House Building | 3nd Floor | 414 | Rack-04 | VIVANCO | 15 | VSA.6615.01.10e | JAE26431797 | 8 | DCH_3rd_Floor_SW-01 | switch | CISCO | C9200-48T-E | 10.60.48.16 | GigabitEthernet1/0/21
Yes | DCH | Customs Campus Area | Dhaka Customs House Building | 3nd Floor | 414 | Rack-04 | VIVANCO | 15 | VSA.6615.01.10e | JAE26431797 | 8 | DCH_3rd_Floor_SW-01 | switch | CISCO | C9200-48T-E | 10.60.48.16 | GigabitEthernet1/0/22
Yes | DCH | Customs Campus Area | Dhaka Customs House Building | 3nd Floor | 414 | Rack-04 | VIVANCO | 15 | VSA.6615.01.10e | JAE26431797 | 8 | DCH_3rd_Floor_SW-01 | switch | CISCO | C9200-48T-E | 10.60.48.16 | GigabitEthernet1/0/23
Yes | DCH | Customs Campus Area | Dhaka Customs House Building | 3nd Floor | 414 | Rack-04 | VIVANCO | 15 | VSA.6615.01.10e | JAE26431797 | 8 | DCH_3rd_Floor_SW-01 | switch | CISCO | C9200-48T-E | 10.60.48.16 | GigabitEthernet1/0/24
Yes | DCH | Customs Campus Area | Dhaka Customs House Building | 3nd Floor | 414 | Rack-04 | VIVANCO | 15 | VSA.6615.01.10e | JAE26431797 | 8 | DCH_3rd_Floor_SW-01 | switch | CISCO | C9200-48T-E | 10.60.48.16 | GigabitEthernet1/0/25
Yes | DCH | Customs Campus Area | Dhaka Customs House Building | 3nd Floor | 414 | Rack-04 | VIVANCO | 15 | VSA.6615.01.10e | JAE26431797 | 8 | DCH_3rd_Floor_SW-01 | switch | CISCO | C9200-48T-E | 10.60.48.16 | GigabitEthernet1/0/26
Yes | DCH | Customs Campus Area | Dhaka Customs House Building | 3nd Floor | 414 | Rack-04 | VIVANCO | 15 | VSA.6615.01.10e | JAE26431797 | 8 | DCH_3rd_Floor_SW-01 | switch | CISCO | C9200-48T-E | 10.60.48.16 | GigabitEthernet1/0/27
Yes | DCH | Customs Campus Area | Dhaka Customs House Building | 3nd Floor | 414 | Rack-04 | VIVANCO | 15 | VSA.6615.01.10e | JAE26431797 | 8 | DCH_3rd_Floor_SW-01 | switch | CISCO | C9200-48T-E | 10.60.48.16 | GigabitEthernet1/0/28
Yes | DCH | Customs Campus Area | Dhaka Customs House Building | 3nd Floor | 414 | Rack-04 | VIVANCO | 15 | VSA.6615.01.10e | JAE26431797 | 8 | DCH_3rd_Floor_SW-01 | switch | CISCO | C9200-48T-E | 10.60.48.16 | GigabitEthernet1/0/29
Yes | DCH | Customs Campus Area | Dhaka Customs House Building | 3nd Floor | 414 | Rack-04 | VIVANCO | 15 | VSA.6615.01.10e | JAE26431797 | 8 | DCH_3rd_Floor_SW-01 | switch | CISCO | C9200-48T-E | 10.60.48.16 | GigabitEthernet1/0/30
Yes | DCH | Customs Campus Area | Dhaka Customs House Building | 3nd Floor | 414 | Rack-04 | VIVANCO | 15 | VSA.6615.01.10e | JAE26431797 | 8 | DCH_3rd_Floor_SW-01 | switch | CISCO | C9200-48T-E | 10.60.48.16 | GigabitEthernet1/0/31
Yes | DCH | Customs Campus Area | Dhaka Customs House Building | 3nd Floor | 414 | Rack-04 | VIVANCO | 15 | VSA.6615.01.10e | JAE26431797 | 8 | DCH_3rd_Floor_SW-01 | switch | CISCO | C9200-48T-E | 10.60.48.16 | GigabitEthernet1/0/32
Yes | DCH | Customs Campus Area | Dhaka Customs House Building | 3nd Floor | 414 | Rack-04 | VIVANCO | 15 | VSA.6615.01.10e | JAE26431797 | 8 | DCH_3rd_Floor_SW-01 | switch | CISCO | C9200-48T-E | 10.60.48.16 | GigabitEthernet1/0/33
Yes | DCH | Customs Campus Area | Dhaka Customs House Building | 3nd Floor | 414 | Rack-04 | VIVANCO | 15 | VSA.6615.01.10e | JAE26431797 | 8 | DCH_3rd_Floor_SW-01 | switch | CISCO | C9200-48T-E | 10.60.48.16 | GigabitEthernet1/0/34
Yes | DCH | Customs Campus Area | Dhaka Customs House Building | 3nd Floor | 414 | Rack-04 | VIVANCO | 15 | VSA.6615.01.10e | JAE26431797 | 8 | DCH_3rd_Floor_SW-01 | switch | CISCO | C9200-48T-E | 10.60.48.16 | GigabitEthernet1/0/35
Yes | DCH | Customs Campus Area | Dhaka Customs House Building | 3nd Floor | 414 | Rack-04 | VIVANCO | 15 | VSA.6615.01.10e | JAE26431797 | 8 | DCH_3rd_Floor_SW-01 | switch | CISCO | C9200-48T-E | 10.60.48.16 | GigabitEthernet1/0/36
Yes | DCH | Customs Campus Area | Dhaka Customs House Building | 3nd Floor | 414 | Rack-04 | VIVANCO | 15 | VSA.6615.01.10e | JAE26431797 | 8 | DCH_3rd_Floor_SW-01 | switch | CISCO | C9200-48T-E | 10.60.48.16 | GigabitEthernet1/0/37
Yes | DCH | Customs Campus Area | Dhaka Customs House Building | 3nd Floor | 414 | Rack-04 | VIVANCO | 15 | VSA.6615.01.10e | JAE26431797 | 8 | DCH_3rd_Floor_SW-01 | switch | CISCO | C9200-48T-E | 10.60.48.16 | GigabitEthernet1/0/38
Yes | DCH | Customs Campus Area | Dhaka Customs House Building | 3nd Floor | 414 | Rack-04 | VIVANCO | 15 | VSA.6615.01.10e | JAE26431797 | 8 | DCH_3rd_Floor_SW-01 | switch | CISCO | C9200-48T-E | 10.60.48.16 | GigabitEthernet1/0/39
Yes | DCH | Customs Campus Area | Dhaka Customs House Building | 3nd Floor | 414 | Rack-04 | VIVANCO | 15 | VSA.6615.01.10e | JAE26431797 | 8 | DCH_3rd_Floor_SW-01 | switch | CISCO | C9200-48T-E | 10.60.48.16 | GigabitEthernet1/0/40
Yes | DCH | Customs Campus Area | Dhaka Customs House Building | 3nd Floor | 414 | Rack-04 | VIVANCO | 15 | VSA.6615.01.10e | JAE26431797 | 8 | DCH_3rd_Floor_SW-01 | switch | CISCO | C9200-48T-E | 10.60.48.16 | GigabitEthernet1/0/41
Yes | DCH | Customs Campus Area | Dhaka Customs House Building | 3nd Floor | 414 | Rack-04 | VIVANCO | 15 | VSA.6615.01.10e | JAE26431797 | 8 | DCH_3rd_Floor_SW-01 | switch | CISCO | C9200-48T-E | 10.60.48.16 | GigabitEthernet1/0/42
Yes | DCH | Customs Campus Area | Dhaka Customs House Building | 3nd Floor | 414 | Rack-04 | VIVANCO | 15 | VSA.6615.01.10e | JAE26431797 | 8 | DCH_3rd_Floor_SW-01 | switch | CISCO | C9200-48T-E | 10.60.48.16 | GigabitEthernet1/0/43
Yes | DCH | Customs Campus Area | Dhaka Customs House Building | 3nd Floor | 414 | Rack-04 | VIVANCO | 15 | VSA.6615.01.10e | JAE26431797 | 8 | DCH_3rd_Floor_SW-01 | switch | CISCO | C9200-48T-E | 10.60.48.16 | GigabitEthernet1/0/44
Yes | DCH | Customs Campus Area | Dhaka Customs House Building | 3nd Floor | 414 | Rack-04 | VIVANCO | 15 | VSA.6615.01.10e | JAE26431797 | 8 | DCH_3rd_Floor_SW-01 | switch | CISCO | C9200-48T-E | 10.60.48.16 | GigabitEthernet1/0/45
Yes | DCH | Customs Campus Area | Dhaka Customs House Building | 3nd Floor | 414 | Rack-04 | VIVANCO | 15 | VSA.6615.01.10e | JAE26431797 | 8 | DCH_3rd_Floor_SW-01 | switch | CISCO | C9200-48T-E | 10.60.48.16 | GigabitEthernet1/0/46
Yes | DCH | Customs Campus Area | Dhaka Customs House Building | 3nd Floor | 414 | Rack-04 | VIVANCO | 15 | VSA.6615.01.10e | JAE26431797 | 8 | DCH_3rd_Floor_SW-01 | switch | CISCO | C9200-48T-E | 10.60.48.16 | GigabitEthernet1/0/47
Yes | DCH | Customs Campus Area | Dhaka Customs House Building | 3nd Floor | 414 | Rack-04 | VIVANCO | 15 | VSA.6615.01.10e | JAE26431797 | 8 | DCH_3rd_Floor_SW-01 | switch | CISCO | C9200-48T-E | 10.60.48.16 | GigabitEthernet1/0/48
Yes | DCH | Customs Campus Area | Dhaka Customs House Building | 3nd Floor | 414 | Rack-04 | VIVANCO | 15 | VSA.6615.01.10e | JAE26431797 | 8 | DCH_3rd_Floor_SW-01 | switch | CISCO | C9200-48T-E | 10.60.48.16 | Te1/1/1
Yes | DCH | Customs Campus Area | Dhaka Customs House Building | 3nd Floor | 414 | Rack-04 | VIVANCO | 15 | VSA.6615.01.10e | JAE26431797 | 8 | DCH_3rd_Floor_SW-01 | switch | CISCO | C9200-48T-E | 10.60.48.16 | Te1/1/2
Yes | DCH | Customs Campus Area | Dhaka Customs House Building | 3nd Floor | 414 | Rack-04 | VIVANCO | 15 | VSA.6615.01.10e | JAE26431797 | 8 | DCH_3rd_Floor_SW-01 | switch | CISCO | C9200-48T-E | 10.60.48.16 | Te1/1/3 | Uplink-01
Yes | DCH | Customs Campus Area | Dhaka Customs House Building | 3nd Floor | 414 | Rack-04 | VIVANCO | 15 | VSA.6615.01.10e | JAE26431797 | 8 | DCH_3rd_Floor_SW-01 | switch | CISCO | C9200-48T-E | 10.60.48.16 | Te1/1/4 | Uplink-02
Dhaka Customs House Building
Yes | DCH | Customs Campus Area | Dhaka Customs House Building | 3nd Floor | 414 | Rack-04 | VIVANCO | 15 | VSA.6615.01.10e | JAE264316RS | 6 | DCH_3rd_Floor_SW-02 | switch | CISCO | C9200-48T-E | 10.60.48.27 | GigabitEthernet1/0/1
Yes | DCH | Customs Campus Area | Dhaka Customs House Building | 3nd Floor | 414 | Rack-04 | VIVANCO | 15 | VSA.6615.01.10e | JAE264316RS | 6 | DCH_3rd_Floor_SW-02 | switch | CISCO | C9200-48T-E | 10.60.48.27 | GigabitEthernet1/0/2
Yes | DCH | Customs Campus Area | Dhaka Customs House Building | 3nd Floor | 414 | Rack-04 | VIVANCO | 15 | VSA.6615.01.10e | JAE264316RS | 6 | DCH_3rd_Floor_SW-02 | switch | CISCO | C9200-48T-E | 10.60.48.27 | GigabitEthernet1/0/3
Yes | DCH | Customs Campus Area | Dhaka Customs House Building | 3nd Floor | 414 | Rack-04 | VIVANCO | 15 | VSA.6615.01.10e | JAE264316RS | 6 | DCH_3rd_Floor_SW-02 | switch | CISCO | C9200-48T-E | 10.60.48.27 | GigabitEthernet1/0/4
Yes | DCH | Customs Campus Area | Dhaka Customs House Building | 3nd Floor | 414 | Rack-04 | VIVANCO | 15 | VSA.6615.01.10e | JAE264316RS | 6 | DCH_3rd_Floor_SW-02 | switch | CISCO | C9200-48T-E | 10.60.48.27 | GigabitEthernet1/0/5
Yes | DCH | Customs Campus Area | Dhaka Customs House Building | 3nd Floor | 414 | Rack-04 | VIVANCO | 15 | VSA.6615.01.10e | JAE264316RS | 6 | DCH_3rd_Floor_SW-02 | switch | CISCO | C9200-48T-E | 10.60.48.27 | GigabitEthernet1/0/6
Yes | DCH | Customs Campus Area | Dhaka Customs House Building | 3nd Floor | 414 | Rack-04 | VIVANCO | 15 | VSA.6615.01.10e | JAE264316RS | 6 | DCH_3rd_Floor_SW-02 | switch | CISCO | C9200-48T-E | 10.60.48.27 | GigabitEthernet1/0/7
Yes | DCH | Customs Campus Area | Dhaka Customs House Building | 3nd Floor | 414 | Rack-04 | VIVANCO | 15 | VSA.6615.01.10e | JAE264316RS | 6 | DCH_3rd_Floor_SW-02 | switch | CISCO | C9200-48T-E | 10.60.48.27 | GigabitEthernet1/0/8
Yes | DCH | Customs Campus Area | Dhaka Customs House Building | 3nd Floor | 414 | Rack-04 | VIVANCO | 15 | VSA.6615.01.10e | JAE264316RS | 6 | DCH_3rd_Floor_SW-02 | switch | CISCO | C9200-48T-E | 10.60.48.27 | GigabitEthernet1/0/9
Yes | DCH | Customs Campus Area | Dhaka Customs House Building | 3nd Floor | 414 | Rack-04 | VIVANCO | 15 | VSA.6615.01.10e | JAE264316RS | 6 | DCH_3rd_Floor_SW-02 | switch | CISCO | C9200-48T-E | 10.60.48.27 | GigabitEthernet1/0/10
Yes | DCH | Customs Campus Area | Dhaka Customs House Building | 3nd Floor | 414 | Rack-04 | VIVANCO | 15 | VSA.6615.01.10e | JAE264316RS | 6 | DCH_3rd_Floor_SW-02 | switch | CISCO | C9200-48T-E | 10.60.48.27 | GigabitEthernet1/0/11
Yes | DCH | Customs Campus Area | Dhaka Customs House Building | 3nd Floor | 414 | Rack-04 | VIVANCO | 15 | VSA.6615.01.10e | JAE264316RS | 6 | DCH_3rd_Floor_SW-02 | switch | CISCO | C9200-48T-E | 10.60.48.27 | GigabitEthernet1/0/12
Yes | DCH | Customs Campus Area | Dhaka Customs House Building | 3nd Floor | 414 | Rack-04 | VIVANCO | 15 | VSA.6615.01.10e | JAE264316RS | 6 | DCH_3rd_Floor_SW-02 | switch | CISCO | C9200-48T-E | 10.60.48.27 | GigabitEthernet1/0/13
Yes | DCH | Customs Campus Area | Dhaka Customs House Building | 3nd Floor | 414 | Rack-04 | VIVANCO | 15 | VSA.6615.01.10e | JAE264316RS | 6 | DCH_3rd_Floor_SW-02 | switch | CISCO | C9200-48T-E | 10.60.48.27 | GigabitEthernet1/0/14
Yes | DCH | Customs Campus Area | Dhaka Customs House Building | 3nd Floor | 414 | Rack-04 | VIVANCO | 15 | VSA.6615.01.10e | JAE264316RS | 6 | DCH_3rd_Floor_SW-02 | switch | CISCO | C9200-48T-E | 10.60.48.27 | GigabitEthernet1/0/15
Yes | DCH | Customs Campus Area | Dhaka Customs House Building | 3nd Floor | 414 | Rack-04 | VIVANCO | 15 | VSA.6615.01.10e | JAE264316RS | 6 | DCH_3rd_Floor_SW-02 | switch | CISCO | C9200-48T-E | 10.60.48.27 | GigabitEthernet1/0/16
Yes | DCH | Customs Campus Area | Dhaka Customs House Building | 3nd Floor | 414 | Rack-04 | VIVANCO | 15 | VSA.6615.01.10e | JAE264316RS | 6 | DCH_3rd_Floor_SW-02 | switch | CISCO | C9200-48T-E | 10.60.48.27 | GigabitEthernet1/0/17
Yes | DCH | Customs Campus Area | Dhaka Customs House Building | 3nd Floor | 414 | Rack-04 | VIVANCO | 15 | VSA.6615.01.10e | JAE264316RS | 6 | DCH_3rd_Floor_SW-02 | switch | CISCO | C9200-48T-E | 10.60.48.27 | GigabitEthernet1/0/18
Yes | DCH | Customs Campus Area | Dhaka Customs House Building | 3nd Floor | 414 | Rack-04 | VIVANCO | 15 | VSA.6615.01.10e | JAE264316RS | 6 | DCH_3rd_Floor_SW-02 | switch | CISCO | C9200-48T-E | 10.60.48.27 | GigabitEthernet1/0/19
Yes | DCH | Customs Campus Area | Dhaka Customs House Building | 3nd Floor | 414 | Rack-04 | VIVANCO | 15 | VSA.6615.01.10e | JAE264316RS | 6 | DCH_3rd_Floor_SW-02 | switch | CISCO | C9200-48T-E | 10.60.48.27 | GigabitEthernet1/0/20
Yes | DCH | Customs Campus Area | Dhaka Customs House Building | 3nd Floor | 414 | Rack-04 | VIVANCO | 15 | VSA.6615.01.10e | JAE264316RS | 6 | DCH_3rd_Floor_SW-02 | switch | CISCO | C9200-48T-E | 10.60.48.27 | GigabitEthernet1/0/21
Yes | DCH | Customs Campus Area | Dhaka Customs House Building | 3nd Floor | 414 | Rack-04 | VIVANCO | 15 | VSA.6615.01.10e | JAE264316RS | 6 | DCH_3rd_Floor_SW-02 | switch | CISCO | C9200-48T-E | 10.60.48.27 | GigabitEthernet1/0/22
Yes | DCH | Customs Campus Area | Dhaka Customs House Building | 3nd Floor | 414 | Rack-04 | VIVANCO | 15 | VSA.6615.01.10e | JAE264316RS | 6 | DCH_3rd_Floor_SW-02 | switch | CISCO | C9200-48T-E | 10.60.48.27 | GigabitEthernet1/0/23
Yes | DCH | Customs Campus Area | Dhaka Customs House Building | 3nd Floor | 414 | Rack-04 | VIVANCO | 15 | VSA.6615.01.10e | JAE264316RS | 6 | DCH_3rd_Floor_SW-02 | switch | CISCO | C9200-48T-E | 10.60.48.27 | GigabitEthernet1/0/24
Yes | DCH | Customs Campus Area | Dhaka Customs House Building | 3nd Floor | 414 | Rack-04 | VIVANCO | 15 | VSA.6615.01.10e | JAE264316RS | 6 | DCH_3rd_Floor_SW-02 | switch | CISCO | C9200-48T-E | 10.60.48.27 | GigabitEthernet1/0/25
Yes | DCH | Customs Campus Area | Dhaka Customs House Building | 3nd Floor | 414 | Rack-04 | VIVANCO | 15 | VSA.6615.01.10e | JAE264316RS | 6 | DCH_3rd_Floor_SW-02 | switch | CISCO | C9200-48T-E | 10.60.48.27 | GigabitEthernet1/0/26
Yes | DCH | Customs Campus Area | Dhaka Customs House Building | 3nd Floor | 414 | Rack-04 | VIVANCO | 15 | VSA.6615.01.10e | JAE264316RS | 6 | DCH_3rd_Floor_SW-02 | switch | CISCO | C9200-48T-E | 10.60.48.27 | GigabitEthernet1/0/27
Yes | DCH | Customs Campus Area | Dhaka Customs House Building | 3nd Floor | 414 | Rack-04 | VIVANCO | 15 | VSA.6615.01.10e | JAE264316RS | 6 | DCH_3rd_Floor_SW-02 | switch | CISCO | C9200-48T-E | 10.60.48.27 | GigabitEthernet1/0/28
Yes | DCH | Customs Campus Area | Dhaka Customs House Building | 3nd Floor | 414 | Rack-04 | VIVANCO | 15 | VSA.6615.01.10e | JAE264316RS | 6 | DCH_3rd_Floor_SW-02 | switch | CISCO | C9200-48T-E | 10.60.48.27 | GigabitEthernet1/0/29
Yes | DCH | Customs Campus Area | Dhaka Customs House Building | 3nd Floor | 414 | Rack-04 | VIVANCO | 15 | VSA.6615.01.10e | JAE264316RS | 6 | DCH_3rd_Floor_SW-02 | switch | CISCO | C9200-48T-E | 10.60.48.27 | GigabitEthernet1/0/30
Yes | DCH | Customs Campus Area | Dhaka Customs House Building | 3nd Floor | 414 | Rack-04 | VIVANCO | 15 | VSA.6615.01.10e | JAE264316RS | 6 | DCH_3rd_Floor_SW-02 | switch | CISCO | C9200-48T-E | 10.60.48.27 | GigabitEthernet1/0/31
Yes | DCH | Customs Campus Area | Dhaka Customs House Building | 3nd Floor | 414 | Rack-04 | VIVANCO | 15 | VSA.6615.01.10e | JAE264316RS | 6 | DCH_3rd_Floor_SW-02 | switch | CISCO | C9200-48T-E | 10.60.48.27 | GigabitEthernet1/0/32
Yes | DCH | Customs Campus Area | Dhaka Customs House Building | 3nd Floor | 414 | Rack-04 | VIVANCO | 15 | VSA.6615.01.10e | JAE264316RS | 6 | DCH_3rd_Floor_SW-02 | switch | CISCO | C9200-48T-E | 10.60.48.27 | GigabitEthernet1/0/33
Yes | DCH | Customs Campus Area | Dhaka Customs House Building | 3nd Floor | 414 | Rack-04 | VIVANCO | 15 | VSA.6615.01.10e | JAE264316RS | 6 | DCH_3rd_Floor_SW-02 | switch | CISCO | C9200-48T-E | 10.60.48.27 | GigabitEthernet1/0/34
Yes | DCH | Customs Campus Area | Dhaka Customs House Building | 3nd Floor | 414 | Rack-04 | VIVANCO | 15 | VSA.6615.01.10e | JAE264316RS | 6 | DCH_3rd_Floor_SW-02 | switch | CISCO | C9200-48T-E | 10.60.48.27 | GigabitEthernet1/0/35
Yes | DCH | Customs Campus Area | Dhaka Customs House Building | 3nd Floor | 414 | Rack-04 | VIVANCO | 15 | VSA.6615.01.10e | JAE264316RS | 6 | DCH_3rd_Floor_SW-02 | switch | CISCO | C9200-48T-E | 10.60.48.27 | GigabitEthernet1/0/36
Yes | DCH | Customs Campus Area | Dhaka Customs House Building | 3nd Floor | 414 | Rack-04 | VIVANCO | 15 | VSA.6615.01.10e | JAE264316RS | 6 | DCH_3rd_Floor_SW-02 | switch | CISCO | C9200-48T-E | 10.60.48.27 | GigabitEthernet1/0/37
Yes | DCH | Customs Campus Area | Dhaka Customs House Building | 3nd Floor | 414 | Rack-04 | VIVANCO | 15 | VSA.6615.01.10e | JAE264316RS | 6 | DCH_3rd_Floor_SW-02 | switch | CISCO | C9200-48T-E | 10.60.48.27 | GigabitEthernet1/0/38
Yes | DCH | Customs Campus Area | Dhaka Customs House Building | 3nd Floor | 414 | Rack-04 | VIVANCO | 15 | VSA.6615.01.10e | JAE264316RS | 6 | DCH_3rd_Floor_SW-02 | switch | CISCO | C9200-48T-E | 10.60.48.27 | GigabitEthernet1/0/39
Yes | DCH | Customs Campus Area | Dhaka Customs House Building | 3nd Floor | 414 | Rack-04 | VIVANCO | 15 | VSA.6615.01.10e | JAE264316RS | 6 | DCH_3rd_Floor_SW-02 | switch | CISCO | C9200-48T-E | 10.60.48.27 | GigabitEthernet1/0/40
Yes | DCH | Customs Campus Area | Dhaka Customs House Building | 3nd Floor | 414 | Rack-04 | VIVANCO | 15 | VSA.6615.01.10e | JAE264316RS | 6 | DCH_3rd_Floor_SW-02 | switch | CISCO | C9200-48T-E | 10.60.48.27 | GigabitEthernet1/0/41
Yes | DCH | Customs Campus Area | Dhaka Customs House Building | 3nd Floor | 414 | Rack-04 | VIVANCO | 15 | VSA.6615.01.10e | JAE264316RS | 6 | DCH_3rd_Floor_SW-02 | switch | CISCO | C9200-48T-E | 10.60.48.27 | GigabitEthernet1/0/42
Yes | DCH | Customs Campus Area | Dhaka Customs House Building | 3nd Floor | 414 | Rack-04 | VIVANCO | 15 | VSA.6615.01.10e | JAE264316RS | 6 | DCH_3rd_Floor_SW-02 | switch | CISCO | C9200-48T-E | 10.60.48.27 | GigabitEthernet1/0/43
Yes | DCH | Customs Campus Area | Dhaka Customs House Building | 3nd Floor | 414 | Rack-04 | VIVANCO | 15 | VSA.6615.01.10e | JAE264316RS | 6 | DCH_3rd_Floor_SW-02 | switch | CISCO | C9200-48T-E | 10.60.48.27 | GigabitEthernet1/0/44
Yes | DCH | Customs Campus Area | Dhaka Customs House Building | 3nd Floor | 414 | Rack-04 | VIVANCO | 15 | VSA.6615.01.10e | JAE264316RS | 6 | DCH_3rd_Floor_SW-02 | switch | CISCO | C9200-48T-E | 10.60.48.27 | GigabitEthernet1/0/45
Yes | DCH | Customs Campus Area | Dhaka Customs House Building | 3nd Floor | 414 | Rack-04 | VIVANCO | 15 | VSA.6615.01.10e | JAE264316RS | 6 | DCH_3rd_Floor_SW-02 | switch | CISCO | C9200-48T-E | 10.60.48.27 | GigabitEthernet1/0/46
Yes | DCH | Customs Campus Area | Dhaka Customs House Building | 3nd Floor | 414 | Rack-04 | VIVANCO | 15 | VSA.6615.01.10e | JAE264316RS | 6 | DCH_3rd_Floor_SW-02 | switch | CISCO | C9200-48T-E | 10.60.48.27 | GigabitEthernet1/0/47
Yes | DCH | Customs Campus Area | Dhaka Customs House Building | 3nd Floor | 414 | Rack-04 | VIVANCO | 15 | VSA.6615.01.10e | JAE264316RS | 6 | DCH_3rd_Floor_SW-02 | switch | CISCO | C9200-48T-E | 10.60.48.27 | GigabitEthernet1/0/48
Yes | DCH | Customs Campus Area | Dhaka Customs House Building | 3nd Floor | 414 | Rack-04 | VIVANCO | 15 | VSA.6615.01.10e | JAE264316RS | 6 | DCH_3rd_Floor_SW-02 | switch | CISCO | C9200-48T-E | 10.60.48.27 | Te1/1/1
Yes | DCH | Customs Campus Area | Dhaka Customs House Building | 3nd Floor | 414 | Rack-04 | VIVANCO | 15 | VSA.6615.01.10e | JAE264316RS | 6 | DCH_3rd_Floor_SW-02 | switch | CISCO | C9200-48T-E | 10.60.48.27 | Te1/1/2
Yes | DCH | Customs Campus Area | Dhaka Customs House Building | 3nd Floor | 414 | Rack-04 | VIVANCO | 15 | VSA.6615.01.10e | JAE264316RS | 6 | DCH_3rd_Floor_SW-02 | switch | CISCO | C9200-48T-E | 10.60.48.27 | Te1/1/3 | Uplink-01
Yes | DCH | Customs Campus Area | Dhaka Customs House Building | 3nd Floor | 414 | Rack-04 | VIVANCO | 15 | VSA.6615.01.10e | JAE264316RS | 6 | DCH_3rd_Floor_SW-02 | switch | CISCO | C9200-48T-E | 10.60.48.27 | Te1/1/4 | Uplink-02
Yes | DCH | Outside Campus Area | AirFrieght | 1st Floor | Room-RO | Rack-05 | VIVANCO | 15 | VSA.6615.01.10e | JAE264318H3 | 11 | DCH_Airfreight_SW-01 | switch | CISCO | C9200-48T-E | 10.60.48.18 | GigabitEthernet1/0/1
Yes | DCH | Outside Campus Area | AirFrieght | 1st Floor | Room-RO | Rack-05 | VIVANCO | 15 | VSA.6615.01.10e | JAE264318H3 | 11 | DCH_Airfreight_SW-01 | switch | CISCO | C9200-48T-E | 10.60.48.18 | GigabitEthernet1/0/2
Yes | DCH | Outside Campus Area | AirFrieght | 1st Floor | Room-RO | Rack-05 | VIVANCO | 15 | VSA.6615.01.10e | JAE264318H3 | 11 | DCH_Airfreight_SW-01 | switch | CISCO | C9200-48T-E | 10.60.48.18 | GigabitEthernet1/0/3
Yes | DCH | Outside Campus Area | AirFrieght | 1st Floor | Room-RO | Rack-05 | VIVANCO | 15 | VSA.6615.01.10e | JAE264318H3 | 11 | DCH_Airfreight_SW-01 | switch | CISCO | C9200-48T-E | 10.60.48.18 | GigabitEthernet1/0/4
Yes | DCH | Outside Campus Area | AirFrieght | 1st Floor | Room-RO | Rack-05 | VIVANCO | 15 | VSA.6615.01.10e | JAE264318H3 | 11 | DCH_Airfreight_SW-01 | switch | CISCO | C9200-48T-E | 10.60.48.18 | GigabitEthernet1/0/5
Yes | DCH | Outside Campus Area | AirFrieght | 1st Floor | Room-RO | Rack-05 | VIVANCO | 15 | VSA.6615.01.10e | JAE264318H3 | 11 | DCH_Airfreight_SW-01 | switch | CISCO | C9200-48T-E | 10.60.48.18 | GigabitEthernet1/0/6
Yes | DCH | Outside Campus Area | AirFrieght | 1st Floor | Room-RO | Rack-05 | VIVANCO | 15 | VSA.6615.01.10e | JAE264318H3 | 11 | DCH_Airfreight_SW-01 | switch | CISCO | C9200-48T-E | 10.60.48.18 | GigabitEthernet1/0/7
Yes | DCH | Outside Campus Area | AirFrieght | 1st Floor | Room-RO | Rack-05 | VIVANCO | 15 | VSA.6615.01.10e | JAE264318H3 | 11 | DCH_Airfreight_SW-01 | switch | CISCO | C9200-48T-E | 10.60.48.18 | GigabitEthernet1/0/8
Yes | DCH | Outside Campus Area | AirFrieght | 1st Floor | Room-RO | Rack-05 | VIVANCO | 15 | VSA.6615.01.10e | JAE264318H3 | 11 | DCH_Airfreight_SW-01 | switch | CISCO | C9200-48T-E | 10.60.48.18 | GigabitEthernet1/0/9
Yes | DCH | Outside Campus Area | AirFrieght | 1st Floor | Room-RO | Rack-05 | VIVANCO | 15 | VSA.6615.01.10e | JAE264318H3 | 11 | DCH_Airfreight_SW-01 | switch | CISCO | C9200-48T-E | 10.60.48.18 | GigabitEthernet1/0/10
Yes | DCH | Outside Campus Area | AirFrieght | 1st Floor | Room-RO | Rack-05 | VIVANCO | 15 | VSA.6615.01.10e | JAE264318H3 | 11 | DCH_Airfreight_SW-01 | switch | CISCO | C9200-48T-E | 10.60.48.18 | GigabitEthernet1/0/11
Yes | DCH | Outside Campus Area | AirFrieght | 1st Floor | Room-RO | Rack-05 | VIVANCO | 15 | VSA.6615.01.10e | JAE264318H3 | 11 | DCH_Airfreight_SW-01 | switch | CISCO | C9200-48T-E | 10.60.48.18 | GigabitEthernet1/0/12
Yes | DCH | Outside Campus Area | AirFrieght | 1st Floor | Room-RO | Rack-05 | VIVANCO | 15 | VSA.6615.01.10e | JAE264318H3 | 11 | DCH_Airfreight_SW-01 | switch | CISCO | C9200-48T-E | 10.60.48.18 | GigabitEthernet1/0/13
Yes | DCH | Outside Campus Area | AirFrieght | 1st Floor | Room-RO | Rack-05 | VIVANCO | 15 | VSA.6615.01.10e | JAE264318H3 | 11 | DCH_Airfreight_SW-01 | switch | CISCO | C9200-48T-E | 10.60.48.18 | GigabitEthernet1/0/14
Yes | DCH | Outside Campus Area | AirFrieght | 1st Floor | Room-RO | Rack-05 | VIVANCO | 15 | VSA.6615.01.10e | JAE264318H3 | 11 | DCH_Airfreight_SW-01 | switch | CISCO | C9200-48T-E | 10.60.48.18 | GigabitEthernet1/0/15
Yes | DCH | Outside Campus Area | AirFrieght | 1st Floor | Room-RO | Rack-05 | VIVANCO | 15 | VSA.6615.01.10e | JAE264318H3 | 11 | DCH_Airfreight_SW-01 | switch | CISCO | C9200-48T-E | 10.60.48.18 | GigabitEthernet1/0/16
Yes | DCH | Outside Campus Area | AirFrieght | 1st Floor | Room-RO | Rack-05 | VIVANCO | 15 | VSA.6615.01.10e | JAE264318H3 | 11 | DCH_Airfreight_SW-01 | switch | CISCO | C9200-48T-E | 10.60.48.18 | GigabitEthernet1/0/17
Yes | DCH | Outside Campus Area | AirFrieght | 1st Floor | Room-RO | Rack-05 | VIVANCO | 15 | VSA.6615.01.10e | JAE264318H3 | 11 | DCH_Airfreight_SW-01 | switch | CISCO | C9200-48T-E | 10.60.48.18 | GigabitEthernet1/0/18
Yes | DCH | Outside Campus Area | AirFrieght | 1st Floor | Room-RO | Rack-05 | VIVANCO | 15 | VSA.6615.01.10e | JAE264318H3 | 11 | DCH_Airfreight_SW-01 | switch | CISCO | C9200-48T-E | 10.60.48.18 | GigabitEthernet1/0/19
Yes | DCH | Outside Campus Area | AirFrieght | 1st Floor | Room-RO | Rack-05 | VIVANCO | 15 | VSA.6615.01.10e | JAE264318H3 | 11 | DCH_Airfreight_SW-01 | switch | CISCO | C9200-48T-E | 10.60.48.18 | GigabitEthernet1/0/20
Yes | DCH | Outside Campus Area | AirFrieght | 1st Floor | Room-RO | Rack-05 | VIVANCO | 15 | VSA.6615.01.10e | JAE264318H3 | 11 | DCH_Airfreight_SW-01 | switch | CISCO | C9200-48T-E | 10.60.48.18 | GigabitEthernet1/0/21
Yes | DCH | Outside Campus Area | AirFrieght | 1st Floor | Room-RO | Rack-05 | VIVANCO | 15 | VSA.6615.01.10e | JAE264318H3 | 11 | DCH_Airfreight_SW-01 | switch | CISCO | C9200-48T-E | 10.60.48.18 | GigabitEthernet1/0/22
Yes | DCH | Outside Campus Area | AirFrieght | 1st Floor | Room-RO | Rack-05 | VIVANCO | 15 | VSA.6615.01.10e | JAE264318H3 | 11 | DCH_Airfreight_SW-01 | switch | CISCO | C9200-48T-E | 10.60.48.18 | GigabitEthernet1/0/23
Yes | DCH | Outside Campus Area | AirFrieght | 1st Floor | Room-RO | Rack-05 | VIVANCO | 15 | VSA.6615.01.10e | JAE264318H3 | 11 | DCH_Airfreight_SW-01 | switch | CISCO | C9200-48T-E | 10.60.48.18 | GigabitEthernet1/0/24
Yes | DCH | Outside Campus Area | AirFrieght | 1st Floor | Room-RO | Rack-05 | VIVANCO | 15 | VSA.6615.01.10e | JAE264318H3 | 11 | DCH_Airfreight_SW-01 | switch | CISCO | C9200-48T-E | 10.60.48.18 | GigabitEthernet1/0/25
Yes | DCH | Outside Campus Area | AirFrieght | 1st Floor | Room-RO | Rack-05 | VIVANCO | 15 | VSA.6615.01.10e | JAE264318H3 | 11 | DCH_Airfreight_SW-01 | switch | CISCO | C9200-48T-E | 10.60.48.18 | GigabitEthernet1/0/26
Yes | DCH | Outside Campus Area | AirFrieght | 1st Floor | Room-RO | Rack-05 | VIVANCO | 15 | VSA.6615.01.10e | JAE264318H3 | 11 | DCH_Airfreight_SW-01 | switch | CISCO | C9200-48T-E | 10.60.48.18 | GigabitEthernet1/0/27
Yes | DCH | Outside Campus Area | AirFrieght | 1st Floor | Room-RO | Rack-05 | VIVANCO | 15 | VSA.6615.01.10e | JAE264318H3 | 11 | DCH_Airfreight_SW-01 | switch | CISCO | C9200-48T-E | 10.60.48.18 | GigabitEthernet1/0/28
Yes | DCH | Outside Campus Area | AirFrieght | 1st Floor | Room-RO | Rack-05 | VIVANCO | 15 | VSA.6615.01.10e | JAE264318H3 | 11 | DCH_Airfreight_SW-01 | switch | CISCO | C9200-48T-E | 10.60.48.18 | GigabitEthernet1/0/29
Yes | DCH | Outside Campus Area | AirFrieght | 1st Floor | Room-RO | Rack-05 | VIVANCO | 15 | VSA.6615.01.10e | JAE264318H3 | 11 | DCH_Airfreight_SW-01 | switch | CISCO | C9200-48T-E | 10.60.48.18 | GigabitEthernet1/0/30
Yes | DCH | Outside Campus Area | AirFrieght | 1st Floor | Room-RO | Rack-05 | VIVANCO | 15 | VSA.6615.01.10e | JAE264318H3 | 11 | DCH_Airfreight_SW-01 | switch | CISCO | C9200-48T-E | 10.60.48.18 | GigabitEthernet1/0/31
Yes | DCH | Outside Campus Area | AirFrieght | 1st Floor | Room-RO | Rack-05 | VIVANCO | 15 | VSA.6615.01.10e | JAE264318H3 | 11 | DCH_Airfreight_SW-01 | switch | CISCO | C9200-48T-E | 10.60.48.18 | GigabitEthernet1/0/32
Yes | DCH | Outside Campus Area | AirFrieght | 1st Floor | Room-RO | Rack-05 | VIVANCO | 15 | VSA.6615.01.10e | JAE264318H3 | 11 | DCH_Airfreight_SW-01 | switch | CISCO | C9200-48T-E | 10.60.48.18 | GigabitEthernet1/0/33
Yes | DCH | Outside Campus Area | AirFrieght | 1st Floor | Room-RO | Rack-05 | VIVANCO | 15 | VSA.6615.01.10e | JAE264318H3 | 11 | DCH_Airfreight_SW-01 | switch | CISCO | C9200-48T-E | 10.60.48.18 | GigabitEthernet1/0/34
Yes | DCH | Outside Campus Area | AirFrieght | 1st Floor | Room-RO | Rack-05 | VIVANCO | 15 | VSA.6615.01.10e | JAE264318H3 | 11 | DCH_Airfreight_SW-01 | switch | CISCO | C9200-48T-E | 10.60.48.18 | GigabitEthernet1/0/35
Yes | DCH | Outside Campus Area | AirFrieght | 1st Floor | Room-RO | Rack-05 | VIVANCO | 15 | VSA.6615.01.10e | JAE264318H3 | 11 | DCH_Airfreight_SW-01 | switch | CISCO | C9200-48T-E | 10.60.48.18 | GigabitEthernet1/0/36
Yes | DCH | Outside Campus Area | AirFrieght | 1st Floor | Room-RO | Rack-05 | VIVANCO | 15 | VSA.6615.01.10e | JAE264318H3 | 11 | DCH_Airfreight_SW-01 | switch | CISCO | C9200-48T-E | 10.60.48.18 | GigabitEthernet1/0/37
Yes | DCH | Outside Campus Area | AirFrieght | 1st Floor | Room-RO | Rack-05 | VIVANCO | 15 | VSA.6615.01.10e | JAE264318H3 | 11 | DCH_Airfreight_SW-01 | switch | CISCO | C9200-48T-E | 10.60.48.18 | GigabitEthernet1/0/38
Yes | DCH | Outside Campus Area | AirFrieght | 1st Floor | Room-RO | Rack-05 | VIVANCO | 15 | VSA.6615.01.10e | JAE264318H3 | 11 | DCH_Airfreight_SW-01 | switch | CISCO | C9200-48T-E | 10.60.48.18 | GigabitEthernet1/0/39
Yes | DCH | Outside Campus Area | AirFrieght | 1st Floor | Room-RO | Rack-05 | VIVANCO | 15 | VSA.6615.01.10e | JAE264318H3 | 11 | DCH_Airfreight_SW-01 | switch | CISCO | C9200-48T-E | 10.60.48.18 | GigabitEthernet1/0/40
Yes | DCH | Outside Campus Area | AirFrieght | 1st Floor | Room-RO | Rack-05 | VIVANCO | 15 | VSA.6615.01.10e | JAE264318H3 | 11 | DCH_Airfreight_SW-01 | switch | CISCO | C9200-48T-E | 10.60.48.18 | GigabitEthernet1/0/41
Yes | DCH | Outside Campus Area | AirFrieght | 1st Floor | Room-RO | Rack-05 | VIVANCO | 15 | VSA.6615.01.10e | JAE264318H3 | 11 | DCH_Airfreight_SW-01 | switch | CISCO | C9200-48T-E | 10.60.48.18 | GigabitEthernet1/0/42
Yes | DCH | Outside Campus Area | AirFrieght | 1st Floor | Room-RO | Rack-05 | VIVANCO | 15 | VSA.6615.01.10e | JAE264318H3 | 11 | DCH_Airfreight_SW-01 | switch | CISCO | C9200-48T-E | 10.60.48.18 | GigabitEthernet1/0/43
Yes | DCH | Outside Campus Area | AirFrieght | 1st Floor | Room-RO | Rack-05 | VIVANCO | 15 | VSA.6615.01.10e | JAE264318H3 | 11 | DCH_Airfreight_SW-01 | switch | CISCO | C9200-48T-E | 10.60.48.18 | GigabitEthernet1/0/44
Yes | DCH | Outside Campus Area | AirFrieght | 1st Floor | Room-RO | Rack-05 | VIVANCO | 15 | VSA.6615.01.10e | JAE264318H3 | 11 | DCH_Airfreight_SW-01 | switch | CISCO | C9200-48T-E | 10.60.48.18 | GigabitEthernet1/0/45
Yes | DCH | Outside Campus Area | AirFrieght | 1st Floor | Room-RO | Rack-05 | VIVANCO | 15 | VSA.6615.01.10e | JAE264318H3 | 11 | DCH_Airfreight_SW-01 | switch | CISCO | C9200-48T-E | 10.60.48.18 | GigabitEthernet1/0/46
Yes | DCH | Outside Campus Area | AirFrieght | 1st Floor | Room-RO | Rack-05 | VIVANCO | 15 | VSA.6615.01.10e | JAE264318H3 | 11 | DCH_Airfreight_SW-01 | switch | CISCO | C9200-48T-E | 10.60.48.18 | GigabitEthernet1/0/47
Yes | DCH | Outside Campus Area | AirFrieght | 1st Floor | Room-RO | Rack-05 | VIVANCO | 15 | VSA.6615.01.10e | JAE264318H3 | 11 | DCH_Airfreight_SW-01 | switch | CISCO | C9200-48T-E | 10.60.48.18 | GigabitEthernet1/0/48
Yes | DCH | Outside Campus Area | AirFrieght | 1st Floor | Room-RO | Rack-05 | VIVANCO | 15 | VSA.6615.01.10e | JAE264318H3 | 11 | DCH_Airfreight_SW-01 | switch | CISCO | C9200-48T-E | 10.60.48.18 | Te1/1/1
Yes | DCH | Outside Campus Area | AirFrieght | 1st Floor | Room-RO | Rack-05 | VIVANCO | 15 | VSA.6615.01.10e | JAE264318H3 | 11 | DCH_Airfreight_SW-01 | switch | CISCO | C9200-48T-E | 10.60.48.18 | Te1/1/2
Yes | DCH | Outside Campus Area | AirFrieght | 1st Floor | Room-RO | Rack-05 | VIVANCO | 15 | VSA.6615.01.10e | JAE264318H3 | 11 | DCH_Airfreight_SW-01 | switch | CISCO | C9200-48T-E | 10.60.48.18 | Te1/1/3 | Uplink-01
Yes | DCH | Outside Campus Area | AirFrieght | 1st Floor | Room-RO | Rack-05 | VIVANCO | 15 | VSA.6615.01.10e | JAE264318H3 | 11 | DCH_Airfreight_SW-01 | switch | CISCO | C9200-48T-E | 10.60.48.18 | Te1/1/4 | Uplink-02
Yes | DCH | Outside Campus Area | Curier Unit | Ground Floor | Room-DC | Rack-06 | VIVANCO | 15 | VSA.6615.01.10e | JAE264318P7 | 11 | DCH_Courier_Unit_SW-01 | switch | CISCO | C9200-48T-E | 10.60.48.21 | GigabitEthernet1/0/1
Yes | DCH | Outside Campus Area | Curier Unit | Ground Floor | Room-DC | Rack-06 | VIVANCO | 15 | VSA.6615.01.10e | JAE264318P7 | 11 | DCH_Courier_Unit_SW-01 | switch | CISCO | C9200-48T-E | 10.60.48.21 | GigabitEthernet1/0/2
Yes | DCH | Outside Campus Area | Curier Unit | Ground Floor | Room-DC | Rack-06 | VIVANCO | 15 | VSA.6615.01.10e | JAE264318P7 | 11 | DCH_Courier_Unit_SW-01 | switch | CISCO | C9200-48T-E | 10.60.48.21 | GigabitEthernet1/0/3
Yes | DCH | Outside Campus Area | Curier Unit | Ground Floor | Room-DC | Rack-06 | VIVANCO | 15 | VSA.6615.01.10e | JAE264318P7 | 11 | DCH_Courier_Unit_SW-01 | switch | CISCO | C9200-48T-E | 10.60.48.21 | GigabitEthernet1/0/4
Yes | DCH | Outside Campus Area | Curier Unit | Ground Floor | Room-DC | Rack-06 | VIVANCO | 15 | VSA.6615.01.10e | JAE264318P7 | 11 | DCH_Courier_Unit_SW-01 | switch | CISCO | C9200-48T-E | 10.60.48.21 | GigabitEthernet1/0/5
Yes | DCH | Outside Campus Area | Curier Unit | Ground Floor | Room-DC | Rack-06 | VIVANCO | 15 | VSA.6615.01.10e | JAE264318P7 | 11 | DCH_Courier_Unit_SW-01 | switch | CISCO | C9200-48T-E | 10.60.48.21 | GigabitEthernet1/0/6
Yes | DCH | Outside Campus Area | Curier Unit | Ground Floor | Room-DC | Rack-06 | VIVANCO | 15 | VSA.6615.01.10e | JAE264318P7 | 11 | DCH_Courier_Unit_SW-01 | switch | CISCO | C9200-48T-E | 10.60.48.21 | GigabitEthernet1/0/7
Yes | DCH | Outside Campus Area | Curier Unit | Ground Floor | Room-DC | Rack-06 | VIVANCO | 15 | VSA.6615.01.10e | JAE264318P7 | 11 | DCH_Courier_Unit_SW-01 | switch | CISCO | C9200-48T-E | 10.60.48.21 | GigabitEthernet1/0/8
Yes | DCH | Outside Campus Area | Curier Unit | Ground Floor | Room-DC | Rack-06 | VIVANCO | 15 | VSA.6615.01.10e | JAE264318P7 | 11 | DCH_Courier_Unit_SW-01 | switch | CISCO | C9200-48T-E | 10.60.48.21 | GigabitEthernet1/0/9
Yes | DCH | Outside Campus Area | Curier Unit | Ground Floor | Room-DC | Rack-06 | VIVANCO | 15 | VSA.6615.01.10e | JAE264318P7 | 11 | DCH_Courier_Unit_SW-01 | switch | CISCO | C9200-48T-E | 10.60.48.21 | GigabitEthernet1/0/10
Yes | DCH | Outside Campus Area | Curier Unit | Ground Floor | Room-DC | Rack-06 | VIVANCO | 15 | VSA.6615.01.10e | JAE264318P7 | 11 | DCH_Courier_Unit_SW-01 | switch | CISCO | C9200-48T-E | 10.60.48.21 | GigabitEthernet1/0/11
Yes | DCH | Outside Campus Area | Curier Unit | Ground Floor | Room-DC | Rack-06 | VIVANCO | 15 | VSA.6615.01.10e | JAE264318P7 | 11 | DCH_Courier_Unit_SW-01 | switch | CISCO | C9200-48T-E | 10.60.48.21 | GigabitEthernet1/0/12
Yes | DCH | Outside Campus Area | Curier Unit | Ground Floor | Room-DC | Rack-06 | VIVANCO | 15 | VSA.6615.01.10e | JAE264318P7 | 11 | DCH_Courier_Unit_SW-01 | switch | CISCO | C9200-48T-E | 10.60.48.21 | GigabitEthernet1/0/13
Yes | DCH | Outside Campus Area | Curier Unit | Ground Floor | Room-DC | Rack-06 | VIVANCO | 15 | VSA.6615.01.10e | JAE264318P7 | 11 | DCH_Courier_Unit_SW-01 | switch | CISCO | C9200-48T-E | 10.60.48.21 | GigabitEthernet1/0/14
Yes | DCH | Outside Campus Area | Curier Unit | Ground Floor | Room-DC | Rack-06 | VIVANCO | 15 | VSA.6615.01.10e | JAE264318P7 | 11 | DCH_Courier_Unit_SW-01 | switch | CISCO | C9200-48T-E | 10.60.48.21 | GigabitEthernet1/0/15
Yes | DCH | Outside Campus Area | Curier Unit | Ground Floor | Room-DC | Rack-06 | VIVANCO | 15 | VSA.6615.01.10e | JAE264318P7 | 11 | DCH_Courier_Unit_SW-01 | switch | CISCO | C9200-48T-E | 10.60.48.21 | GigabitEthernet1/0/16
Yes | DCH | Outside Campus Area | Curier Unit | Ground Floor | Room-DC | Rack-06 | VIVANCO | 15 | VSA.6615.01.10e | JAE264318P7 | 11 | DCH_Courier_Unit_SW-01 | switch | CISCO | C9200-48T-E | 10.60.48.21 | GigabitEthernet1/0/17
Yes | DCH | Outside Campus Area | Curier Unit | Ground Floor | Room-DC | Rack-06 | VIVANCO | 15 | VSA.6615.01.10e | JAE264318P7 | 11 | DCH_Courier_Unit_SW-01 | switch | CISCO | C9200-48T-E | 10.60.48.21 | GigabitEthernet1/0/18
Yes | DCH | Outside Campus Area | Curier Unit | Ground Floor | Room-DC | Rack-06 | VIVANCO | 15 | VSA.6615.01.10e | JAE264318P7 | 11 | DCH_Courier_Unit_SW-01 | switch | CISCO | C9200-48T-E | 10.60.48.21 | GigabitEthernet1/0/19
Yes | DCH | Outside Campus Area | Curier Unit | Ground Floor | Room-DC | Rack-06 | VIVANCO | 15 | VSA.6615.01.10e | JAE264318P7 | 11 | DCH_Courier_Unit_SW-01 | switch | CISCO | C9200-48T-E | 10.60.48.21 | GigabitEthernet1/0/20
Yes | DCH | Outside Campus Area | Curier Unit | Ground Floor | Room-DC | Rack-06 | VIVANCO | 15 | VSA.6615.01.10e | JAE264318P7 | 11 | DCH_Courier_Unit_SW-01 | switch | CISCO | C9200-48T-E | 10.60.48.21 | GigabitEthernet1/0/21
Yes | DCH | Outside Campus Area | Curier Unit | Ground Floor | Room-DC | Rack-06 | VIVANCO | 15 | VSA.6615.01.10e | JAE264318P7 | 11 | DCH_Courier_Unit_SW-01 | switch | CISCO | C9200-48T-E | 10.60.48.21 | GigabitEthernet1/0/22
Yes | DCH | Outside Campus Area | Curier Unit | Ground Floor | Room-DC | Rack-06 | VIVANCO | 15 | VSA.6615.01.10e | JAE264318P7 | 11 | DCH_Courier_Unit_SW-01 | switch | CISCO | C9200-48T-E | 10.60.48.21 | GigabitEthernet1/0/23
Yes | DCH | Outside Campus Area | Curier Unit | Ground Floor | Room-DC | Rack-06 | VIVANCO | 15 | VSA.6615.01.10e | JAE264318P7 | 11 | DCH_Courier_Unit_SW-01 | switch | CISCO | C9200-48T-E | 10.60.48.21 | GigabitEthernet1/0/24
Yes | DCH | Outside Campus Area | Curier Unit | Ground Floor | Room-DC | Rack-06 | VIVANCO | 15 | VSA.6615.01.10e | JAE264318P7 | 11 | DCH_Courier_Unit_SW-01 | switch | CISCO | C9200-48T-E | 10.60.48.21 | GigabitEthernet1/0/25
Yes | DCH | Outside Campus Area | Curier Unit | Ground Floor | Room-DC | Rack-06 | VIVANCO | 15 | VSA.6615.01.10e | JAE264318P7 | 11 | DCH_Courier_Unit_SW-01 | switch | CISCO | C9200-48T-E | 10.60.48.21 | GigabitEthernet1/0/26
Yes | DCH | Outside Campus Area | Curier Unit | Ground Floor | Room-DC | Rack-06 | VIVANCO | 15 | VSA.6615.01.10e | JAE264318P7 | 11 | DCH_Courier_Unit_SW-01 | switch | CISCO | C9200-48T-E | 10.60.48.21 | GigabitEthernet1/0/27
Yes | DCH | Outside Campus Area | Curier Unit | Ground Floor | Room-DC | Rack-06 | VIVANCO | 15 | VSA.6615.01.10e | JAE264318P7 | 11 | DCH_Courier_Unit_SW-01 | switch | CISCO | C9200-48T-E | 10.60.48.21 | GigabitEthernet1/0/28
Yes | DCH | Outside Campus Area | Curier Unit | Ground Floor | Room-DC | Rack-06 | VIVANCO | 15 | VSA.6615.01.10e | JAE264318P7 | 11 | DCH_Courier_Unit_SW-01 | switch | CISCO | C9200-48T-E | 10.60.48.21 | GigabitEthernet1/0/29
Yes | DCH | Outside Campus Area | Curier Unit | Ground Floor | Room-DC | Rack-06 | VIVANCO | 15 | VSA.6615.01.10e | JAE264318P7 | 11 | DCH_Courier_Unit_SW-01 | switch | CISCO | C9200-48T-E | 10.60.48.21 | GigabitEthernet1/0/30
Yes | DCH | Outside Campus Area | Curier Unit | Ground Floor | Room-DC | Rack-06 | VIVANCO | 15 | VSA.6615.01.10e | JAE264318P7 | 11 | DCH_Courier_Unit_SW-01 | switch | CISCO | C9200-48T-E | 10.60.48.21 | GigabitEthernet1/0/31
Yes | DCH | Outside Campus Area | Curier Unit | Ground Floor | Room-DC | Rack-06 | VIVANCO | 15 | VSA.6615.01.10e | JAE264318P7 | 11 | DCH_Courier_Unit_SW-01 | switch | CISCO | C9200-48T-E | 10.60.48.21 | GigabitEthernet1/0/32
Yes | DCH | Outside Campus Area | Curier Unit | Ground Floor | Room-DC | Rack-06 | VIVANCO | 15 | VSA.6615.01.10e | JAE264318P7 | 11 | DCH_Courier_Unit_SW-01 | switch | CISCO | C9200-48T-E | 10.60.48.21 | GigabitEthernet1/0/33
Yes | DCH | Outside Campus Area | Curier Unit | Ground Floor | Room-DC | Rack-06 | VIVANCO | 15 | VSA.6615.01.10e | JAE264318P7 | 11 | DCH_Courier_Unit_SW-01 | switch | CISCO | C9200-48T-E | 10.60.48.21 | GigabitEthernet1/0/34
Yes | DCH | Outside Campus Area | Curier Unit | Ground Floor | Room-DC | Rack-06 | VIVANCO | 15 | VSA.6615.01.10e | JAE264318P7 | 11 | DCH_Courier_Unit_SW-01 | switch | CISCO | C9200-48T-E | 10.60.48.21 | GigabitEthernet1/0/35
Yes | DCH | Outside Campus Area | Curier Unit | Ground Floor | Room-DC | Rack-06 | VIVANCO | 15 | VSA.6615.01.10e | JAE264318P7 | 11 | DCH_Courier_Unit_SW-01 | switch | CISCO | C9200-48T-E | 10.60.48.21 | GigabitEthernet1/0/36
Yes | DCH | Outside Campus Area | Curier Unit | Ground Floor | Room-DC | Rack-06 | VIVANCO | 15 | VSA.6615.01.10e | JAE264318P7 | 11 | DCH_Courier_Unit_SW-01 | switch | CISCO | C9200-48T-E | 10.60.48.21 | GigabitEthernet1/0/37
Yes | DCH | Outside Campus Area | Curier Unit | Ground Floor | Room-DC | Rack-06 | VIVANCO | 15 | VSA.6615.01.10e | JAE264318P7 | 11 | DCH_Courier_Unit_SW-01 | switch | CISCO | C9200-48T-E | 10.60.48.21 | GigabitEthernet1/0/38
Yes | DCH | Outside Campus Area | Curier Unit | Ground Floor | Room-DC | Rack-06 | VIVANCO | 15 | VSA.6615.01.10e | JAE264318P7 | 11 | DCH_Courier_Unit_SW-01 | switch | CISCO | C9200-48T-E | 10.60.48.21 | GigabitEthernet1/0/39
Yes | DCH | Outside Campus Area | Curier Unit | Ground Floor | Room-DC | Rack-06 | VIVANCO | 15 | VSA.6615.01.10e | JAE264318P7 | 11 | DCH_Courier_Unit_SW-01 | switch | CISCO | C9200-48T-E | 10.60.48.21 | GigabitEthernet1/0/40
Yes | DCH | Outside Campus Area | Curier Unit | Ground Floor | Room-DC | Rack-06 | VIVANCO | 15 | VSA.6615.01.10e | JAE264318P7 | 11 | DCH_Courier_Unit_SW-01 | switch | CISCO | C9200-48T-E | 10.60.48.21 | GigabitEthernet1/0/41
Yes | DCH | Outside Campus Area | Curier Unit | Ground Floor | Room-DC | Rack-06 | VIVANCO | 15 | VSA.6615.01.10e | JAE264318P7 | 11 | DCH_Courier_Unit_SW-01 | switch | CISCO | C9200-48T-E | 10.60.48.21 | GigabitEthernet1/0/42
Yes | DCH | Outside Campus Area | Curier Unit | Ground Floor | Room-DC | Rack-06 | VIVANCO | 15 | VSA.6615.01.10e | JAE264318P7 | 11 | DCH_Courier_Unit_SW-01 | switch | CISCO | C9200-48T-E | 10.60.48.21 | GigabitEthernet1/0/43
Yes | DCH | Outside Campus Area | Curier Unit | Ground Floor | Room-DC | Rack-06 | VIVANCO | 15 | VSA.6615.01.10e | JAE264318P7 | 11 | DCH_Courier_Unit_SW-01 | switch | CISCO | C9200-48T-E | 10.60.48.21 | GigabitEthernet1/0/44
Yes | DCH | Outside Campus Area | Curier Unit | Ground Floor | Room-DC | Rack-06 | VIVANCO | 15 | VSA.6615.01.10e | JAE264318P7 | 11 | DCH_Courier_Unit_SW-01 | switch | CISCO | C9200-48T-E | 10.60.48.21 | GigabitEthernet1/0/45
Yes | DCH | Outside Campus Area | Curier Unit | Ground Floor | Room-DC | Rack-06 | VIVANCO | 15 | VSA.6615.01.10e | JAE264318P7 | 11 | DCH_Courier_Unit_SW-01 | switch | CISCO | C9200-48T-E | 10.60.48.21 | GigabitEthernet1/0/46
Yes | DCH | Outside Campus Area | Curier Unit | Ground Floor | Room-DC | Rack-06 | VIVANCO | 15 | VSA.6615.01.10e | JAE264318P7 | 11 | DCH_Courier_Unit_SW-01 | switch | CISCO | C9200-48T-E | 10.60.48.21 | GigabitEthernet1/0/47
Yes | DCH | Outside Campus Area | Curier Unit | Ground Floor | Room-DC | Rack-06 | VIVANCO | 15 | VSA.6615.01.10e | JAE264318P7 | 11 | DCH_Courier_Unit_SW-01 | switch | CISCO | C9200-48T-E | 10.60.48.21 | GigabitEthernet1/0/48
Yes | DCH | Outside Campus Area | Curier Unit | Ground Floor | Room-DC | Rack-06 | VIVANCO | 15 | VSA.6615.01.10e | JAE264318P7 | 11 | DCH_Courier_Unit_SW-01 | switch | CISCO | C9200-48T-E | 10.60.48.21 | Te1/1/1 | Spare
Yes | DCH | Outside Campus Area | Curier Unit | Ground Floor | Room-DC | Rack-06 | VIVANCO | 15 | VSA.6615.01.10e | JAE264318P7 | 11 | DCH_Courier_Unit_SW-01 | switch | CISCO | C9200-48T-E | 10.60.48.21 | Te1/1/2 | Spare
Yes | DCH | Outside Campus Area | Curier Unit | Ground Floor | Room-DC | Rack-06 | VIVANCO | 15 | VSA.6615.01.10e | JAE264318P7 | 11 | DCH_Courier_Unit_SW-01 | switch | CISCO | C9200-48T-E | 10.60.48.21 | Te1/1/3 | DCH-Courier-Unit-SW_Port-Ten 1/1/3 to DCH_Core-SW-1_Port-Ten 1/0/9
Yes | DCH | Outside Campus Area | Curier Unit | Ground Floor | Room-DC | Rack-06 | VIVANCO | 15 | VSA.6615.01.10e | JAE264318P7 | 11 | DCH_Courier_Unit_SW-01 | switch | CISCO | C9200-48T-E | 10.60.48.21 | Te1/1/4 | DCH-Courier-Unit-SW_Port-Ten 1/1/4 to DCH_Core-SW-2_Port-Ten 1/0/9
Yes | DCH | Outside Campus Area | Curier Entry Gate | Ground Floor | - | Rack-08 | VIVANCO | 15 |  | PSZ26201PSK | 11 | DCH_Courier_Entry_Gate_SW-01 | switch | CISCO | C1000-8FP-E-2G-L | 10.60.48.22 | GigabitEthernet1/0/1
Yes | DCH | Outside Campus Area | Curier Entry Gate | Ground Floor | - | Rack-08 | VIVANCO | 15 |  | PSZ26201PSK | 11 | DCH_Courier_Entry_Gate_SW-01 | switch | CISCO | C1000-8FP-E-2G-L | 10.60.48.22 | GigabitEthernet1/0/2
Yes | DCH | Outside Campus Area | Curier Entry Gate | Ground Floor | - | Rack-08 | VIVANCO | 15 |  | PSZ26201PSK | 11 | DCH_Courier_Entry_Gate_SW-01 | switch | CISCO | C1000-8FP-E-2G-L | 10.60.48.22 | GigabitEthernet1/0/3
Yes | DCH | Outside Campus Area | Curier Entry Gate | Ground Floor | - | Rack-08 | VIVANCO | 15 |  | PSZ26201PSK | 11 | DCH_Courier_Entry_Gate_SW-01 | switch | CISCO | C1000-8FP-E-2G-L | 10.60.48.22 | GigabitEthernet1/0/4
Yes | DCH | Outside Campus Area | Curier Entry Gate | Ground Floor | - | Rack-08 | VIVANCO | 15 |  | PSZ26201PSK | 11 | DCH_Courier_Entry_Gate_SW-01 | switch | CISCO | C1000-8FP-E-2G-L | 10.60.48.22 | GigabitEthernet1/0/5
Yes | DCH | Outside Campus Area | Curier Entry Gate | Ground Floor | - | Rack-08 | VIVANCO | 15 |  | PSZ26201PSK | 11 | DCH_Courier_Entry_Gate_SW-01 | switch | CISCO | C1000-8FP-E-2G-L | 10.60.48.22 | GigabitEthernet1/0/6
Yes | DCH | Outside Campus Area | Curier Entry Gate | Ground Floor | - | Rack-08 | VIVANCO | 15 |  | PSZ26201PSK | 11 | DCH_Courier_Entry_Gate_SW-01 | switch | CISCO | C1000-8FP-E-2G-L | 10.60.48.22 | GigabitEthernet1/0/7
Yes | DCH | Outside Campus Area | Curier Entry Gate | Ground Floor | - | Rack-08 | VIVANCO | 15 |  | PSZ26201PSK | 11 | DCH_Courier_Entry_Gate_SW-01 | switch | CISCO | C1000-8FP-E-2G-L | 10.60.48.22 | GigabitEthernet1/0/8
Yes | DCH | Outside Campus Area | Curier Entry Gate | Ground Floor | - | Rack-08 | VIVANCO | 15 |  | PSZ26201PSK | 11 | DCH_Courier_Entry_Gate_SW-01 | switch | CISCO | C1000-8FP-E-2G-L | 10.60.48.22 | GigabitEthernet1/0/9 | Uplink-01
Yes | DCH | Outside Campus Area | Curier Entry Gate | Ground Floor | - | Rack-08 | VIVANCO | 15 |  | PSZ26201PSK | 11 | DCH_Courier_Entry_Gate_SW-01 | switch | CISCO | C1000-8FP-E-2G-L | 10.60.48.22 | GigabitEthernet1/0/10 | Uplink-02
Yes | DCH | Outside Campus Area | Gate-08 | Ground Floor | - | Rack-09 | VIVANCO | 15 |  | PSZ262119JP | 11 | DCH_Gate-08_-SW-01 | switch | CISCO | C1000-8FP-E-2G-L | 10.60.48.19 | GigabitEthernet1/0/1
Yes | DCH | Outside Campus Area | Gate-08 | Ground Floor | - | Rack-09 | VIVANCO | 15 |  | PSZ262119JP | 11 | DCH_Gate-08_-SW-01 | switch | CISCO | C1000-8FP-E-2G-L | 10.60.48.19 | GigabitEthernet1/0/2
Yes | DCH | Outside Campus Area | Gate-08 | Ground Floor | - | Rack-09 | VIVANCO | 15 |  | PSZ262119JP | 11 | DCH_Gate-08_-SW-01 | switch | CISCO | C1000-8FP-E-2G-L | 10.60.48.19 | GigabitEthernet1/0/3
Yes | DCH | Outside Campus Area | Gate-08 | Ground Floor | - | Rack-09 | VIVANCO | 15 |  | PSZ262119JP | 11 | DCH_Gate-08_-SW-01 | switch | CISCO | C1000-8FP-E-2G-L | 10.60.48.19 | GigabitEthernet1/0/4
Yes | DCH | Outside Campus Area | Gate-08 | Ground Floor | - | Rack-09 | VIVANCO | 15 |  | PSZ262119JP | 11 | DCH_Gate-08_-SW-01 | switch | CISCO | C1000-8FP-E-2G-L | 10.60.48.19 | GigabitEthernet1/0/5
Yes | DCH | Outside Campus Area | Gate-08 | Ground Floor | - | Rack-09 | VIVANCO | 15 |  | PSZ262119JP | 11 | DCH_Gate-08_-SW-01 | switch | CISCO | C1000-8FP-E-2G-L | 10.60.48.19 | GigabitEthernet1/0/6
Yes | DCH | Outside Campus Area | Gate-08 | Ground Floor | - | Rack-09 | VIVANCO | 15 |  | PSZ262119JP | 11 | DCH_Gate-08_-SW-01 | switch | CISCO | C1000-8FP-E-2G-L | 10.60.48.19 | GigabitEthernet1/0/7
Yes | DCH | Outside Campus Area | Gate-08 | Ground Floor | - | Rack-09 | VIVANCO | 15 |  | PSZ262119JP | 11 | DCH_Gate-08_-SW-01 | switch | CISCO | C1000-8FP-E-2G-L | 10.60.48.19 | GigabitEthernet1/0/8
Yes | DCH | Outside Campus Area | Gate-08 | Ground Floor | - | Rack-09 | VIVANCO | 15 |  | PSZ262119JP | 11 | DCH_Gate-08_-SW-01 | switch | CISCO | C1000-8FP-E-2G-L | 10.60.48.19 | GigabitEthernet1/0/9 | Uplink-01
Yes | DCH | Outside Campus Area | Gate-08 | Ground Floor | - | Rack-09 | VIVANCO | 15 |  | PSZ262119JP | 11 | DCH_Gate-08_-SW-01 | switch | CISCO | C1000-8FP-E-2G-L | 10.60.48.19 | GigabitEthernet1/0/10 | Uplink-02
Yes | DCH | Outside Campus Area | Export Cargo Village | Ground Floor | 207 | Rack-07 | VIVANCO | 15 | VSA.6615.01.10e | JAE2643189X | 11 | DCH_Export_Cargo_Village_SW-01 | switch | CISCO | C9200-48T-E | 10.60.48.20 | GigabitEthernet1/0/1
Yes | DCH | Outside Campus Area | Export Cargo Village | Ground Floor | 207 | Rack-07 | VIVANCO | 15 | VSA.6615.01.10e | JAE2643189X | 11 | DCH_Export_Cargo_Village_SW-01 | switch | CISCO | C9200-48T-E | 10.60.48.20 | GigabitEthernet1/0/2
Yes | DCH | Outside Campus Area | Export Cargo Village | Ground Floor | 207 | Rack-07 | VIVANCO | 15 | VSA.6615.01.10e | JAE2643189X | 11 | DCH_Export_Cargo_Village_SW-01 | switch | CISCO | C9200-48T-E | 10.60.48.20 | GigabitEthernet1/0/3
Yes | DCH | Outside Campus Area | Export Cargo Village | Ground Floor | 207 | Rack-07 | VIVANCO | 15 | VSA.6615.01.10e | JAE2643189X | 11 | DCH_Export_Cargo_Village_SW-01 | switch | CISCO | C9200-48T-E | 10.60.48.20 | GigabitEthernet1/0/4
Yes | DCH | Outside Campus Area | Export Cargo Village | Ground Floor | 207 | Rack-07 | VIVANCO | 15 | VSA.6615.01.10e | JAE2643189X | 11 | DCH_Export_Cargo_Village_SW-01 | switch | CISCO | C9200-48T-E | 10.60.48.20 | GigabitEthernet1/0/5
Yes | DCH | Outside Campus Area | Export Cargo Village | Ground Floor | 207 | Rack-07 | VIVANCO | 15 | VSA.6615.01.10e | JAE2643189X | 11 | DCH_Export_Cargo_Village_SW-01 | switch | CISCO | C9200-48T-E | 10.60.48.20 | GigabitEthernet1/0/6
Yes | DCH | Outside Campus Area | Export Cargo Village | Ground Floor | 207 | Rack-07 | VIVANCO | 15 | VSA.6615.01.10e | JAE2643189X | 11 | DCH_Export_Cargo_Village_SW-01 | switch | CISCO | C9200-48T-E | 10.60.48.20 | GigabitEthernet1/0/7
Yes | DCH | Outside Campus Area | Export Cargo Village | Ground Floor | 207 | Rack-07 | VIVANCO | 15 | VSA.6615.01.10e | JAE2643189X | 11 | DCH_Export_Cargo_Village_SW-01 | switch | CISCO | C9200-48T-E | 10.60.48.20 | GigabitEthernet1/0/8
Yes | DCH | Outside Campus Area | Export Cargo Village | Ground Floor | 207 | Rack-07 | VIVANCO | 15 | VSA.6615.01.10e | JAE2643189X | 11 | DCH_Export_Cargo_Village_SW-01 | switch | CISCO | C9200-48T-E | 10.60.48.20 | GigabitEthernet1/0/9
Yes | DCH | Outside Campus Area | Export Cargo Village | Ground Floor | 207 | Rack-07 | VIVANCO | 15 | VSA.6615.01.10e | JAE2643189X | 11 | DCH_Export_Cargo_Village_SW-01 | switch | CISCO | C9200-48T-E | 10.60.48.20 | GigabitEthernet1/0/10
Yes | DCH | Outside Campus Area | Export Cargo Village | Ground Floor | 207 | Rack-07 | VIVANCO | 15 | VSA.6615.01.10e | JAE2643189X | 11 | DCH_Export_Cargo_Village_SW-01 | switch | CISCO | C9200-48T-E | 10.60.48.20 | GigabitEthernet1/0/11
Yes | DCH | Outside Campus Area | Export Cargo Village | Ground Floor | 207 | Rack-07 | VIVANCO | 15 | VSA.6615.01.10e | JAE2643189X | 11 | DCH_Export_Cargo_Village_SW-01 | switch | CISCO | C9200-48T-E | 10.60.48.20 | GigabitEthernet1/0/12
Yes | DCH | Outside Campus Area | Export Cargo Village | Ground Floor | 207 | Rack-07 | VIVANCO | 15 | VSA.6615.01.10e | JAE2643189X | 11 | DCH_Export_Cargo_Village_SW-01 | switch | CISCO | C9200-48T-E | 10.60.48.20 | GigabitEthernet1/0/13
Yes | DCH | Outside Campus Area | Export Cargo Village | Ground Floor | 207 | Rack-07 | VIVANCO | 15 | VSA.6615.01.10e | JAE2643189X | 11 | DCH_Export_Cargo_Village_SW-01 | switch | CISCO | C9200-48T-E | 10.60.48.20 | GigabitEthernet1/0/14
Yes | DCH | Outside Campus Area | Export Cargo Village | Ground Floor | 207 | Rack-07 | VIVANCO | 15 | VSA.6615.01.10e | JAE2643189X | 11 | DCH_Export_Cargo_Village_SW-01 | switch | CISCO | C9200-48T-E | 10.60.48.20 | GigabitEthernet1/0/15
Yes | DCH | Outside Campus Area | Export Cargo Village | Ground Floor | 207 | Rack-07 | VIVANCO | 15 | VSA.6615.01.10e | JAE2643189X | 11 | DCH_Export_Cargo_Village_SW-01 | switch | CISCO | C9200-48T-E | 10.60.48.20 | GigabitEthernet1/0/16
Yes | DCH | Outside Campus Area | Export Cargo Village | Ground Floor | 207 | Rack-07 | VIVANCO | 15 | VSA.6615.01.10e | JAE2643189X | 11 | DCH_Export_Cargo_Village_SW-01 | switch | CISCO | C9200-48T-E | 10.60.48.20 | GigabitEthernet1/0/17
Yes | DCH | Outside Campus Area | Export Cargo Village | Ground Floor | 207 | Rack-07 | VIVANCO | 15 | VSA.6615.01.10e | JAE2643189X | 11 | DCH_Export_Cargo_Village_SW-01 | switch | CISCO | C9200-48T-E | 10.60.48.20 | GigabitEthernet1/0/18
Yes | DCH | Outside Campus Area | Export Cargo Village | Ground Floor | 207 | Rack-07 | VIVANCO | 15 | VSA.6615.01.10e | JAE2643189X | 11 | DCH_Export_Cargo_Village_SW-01 | switch | CISCO | C9200-48T-E | 10.60.48.20 | GigabitEthernet1/0/19
Yes | DCH | Outside Campus Area | Export Cargo Village | Ground Floor | 207 | Rack-07 | VIVANCO | 15 | VSA.6615.01.10e | JAE2643189X | 11 | DCH_Export_Cargo_Village_SW-01 | switch | CISCO | C9200-48T-E | 10.60.48.20 | GigabitEthernet1/0/20
Yes | DCH | Outside Campus Area | Export Cargo Village | Ground Floor | 207 | Rack-07 | VIVANCO | 15 | VSA.6615.01.10e | JAE2643189X | 11 | DCH_Export_Cargo_Village_SW-01 | switch | CISCO | C9200-48T-E | 10.60.48.20 | GigabitEthernet1/0/21
Yes | DCH | Outside Campus Area | Export Cargo Village | Ground Floor | 207 | Rack-07 | VIVANCO | 15 | VSA.6615.01.10e | JAE2643189X | 11 | DCH_Export_Cargo_Village_SW-01 | switch | CISCO | C9200-48T-E | 10.60.48.20 | GigabitEthernet1/0/22
Yes | DCH | Outside Campus Area | Export Cargo Village | Ground Floor | 207 | Rack-07 | VIVANCO | 15 | VSA.6615.01.10e | JAE2643189X | 11 | DCH_Export_Cargo_Village_SW-01 | switch | CISCO | C9200-48T-E | 10.60.48.20 | GigabitEthernet1/0/23
Yes | DCH | Outside Campus Area | Export Cargo Village | Ground Floor | 207 | Rack-07 | VIVANCO | 15 | VSA.6615.01.10e | JAE2643189X | 11 | DCH_Export_Cargo_Village_SW-01 | switch | CISCO | C9200-48T-E | 10.60.48.20 | GigabitEthernet1/0/24
Yes | DCH | Outside Campus Area | Export Cargo Village | Ground Floor | 207 | Rack-07 | VIVANCO | 15 | VSA.6615.01.10e | JAE2643189X | 11 | DCH_Export_Cargo_Village_SW-01 | switch | CISCO | C9200-48T-E | 10.60.48.20 | GigabitEthernet1/0/25
Yes | DCH | Outside Campus Area | Export Cargo Village | Ground Floor | 207 | Rack-07 | VIVANCO | 15 | VSA.6615.01.10e | JAE2643189X | 11 | DCH_Export_Cargo_Village_SW-01 | switch | CISCO | C9200-48T-E | 10.60.48.20 | GigabitEthernet1/0/26
Yes | DCH | Outside Campus Area | Export Cargo Village | Ground Floor | 207 | Rack-07 | VIVANCO | 15 | VSA.6615.01.10e | JAE2643189X | 11 | DCH_Export_Cargo_Village_SW-01 | switch | CISCO | C9200-48T-E | 10.60.48.20 | GigabitEthernet1/0/27
Yes | DCH | Outside Campus Area | Export Cargo Village | Ground Floor | 207 | Rack-07 | VIVANCO | 15 | VSA.6615.01.10e | JAE2643189X | 11 | DCH_Export_Cargo_Village_SW-01 | switch | CISCO | C9200-48T-E | 10.60.48.20 | GigabitEthernet1/0/28
Yes | DCH | Outside Campus Area | Export Cargo Village | Ground Floor | 207 | Rack-07 | VIVANCO | 15 | VSA.6615.01.10e | JAE2643189X | 11 | DCH_Export_Cargo_Village_SW-01 | switch | CISCO | C9200-48T-E | 10.60.48.20 | GigabitEthernet1/0/29
Yes | DCH | Outside Campus Area | Export Cargo Village | Ground Floor | 207 | Rack-07 | VIVANCO | 15 | VSA.6615.01.10e | JAE2643189X | 11 | DCH_Export_Cargo_Village_SW-01 | switch | CISCO | C9200-48T-E | 10.60.48.20 | GigabitEthernet1/0/30
Yes | DCH | Outside Campus Area | Export Cargo Village | Ground Floor | 207 | Rack-07 | VIVANCO | 15 | VSA.6615.01.10e | JAE2643189X | 11 | DCH_Export_Cargo_Village_SW-01 | switch | CISCO | C9200-48T-E | 10.60.48.20 | GigabitEthernet1/0/31
Yes | DCH | Outside Campus Area | Export Cargo Village | Ground Floor | 207 | Rack-07 | VIVANCO | 15 | VSA.6615.01.10e | JAE2643189X | 11 | DCH_Export_Cargo_Village_SW-01 | switch | CISCO | C9200-48T-E | 10.60.48.20 | GigabitEthernet1/0/32
Yes | DCH | Outside Campus Area | Export Cargo Village | Ground Floor | 207 | Rack-07 | VIVANCO | 15 | VSA.6615.01.10e | JAE2643189X | 11 | DCH_Export_Cargo_Village_SW-01 | switch | CISCO | C9200-48T-E | 10.60.48.20 | GigabitEthernet1/0/33
Yes | DCH | Outside Campus Area | Export Cargo Village | Ground Floor | 207 | Rack-07 | VIVANCO | 15 | VSA.6615.01.10e | JAE2643189X | 11 | DCH_Export_Cargo_Village_SW-01 | switch | CISCO | C9200-48T-E | 10.60.48.20 | GigabitEthernet1/0/34
Yes | DCH | Outside Campus Area | Export Cargo Village | Ground Floor | 207 | Rack-07 | VIVANCO | 15 | VSA.6615.01.10e | JAE2643189X | 11 | DCH_Export_Cargo_Village_SW-01 | switch | CISCO | C9200-48T-E | 10.60.48.20 | GigabitEthernet1/0/35
Yes | DCH | Outside Campus Area | Export Cargo Village | Ground Floor | 207 | Rack-07 | VIVANCO | 15 | VSA.6615.01.10e | JAE2643189X | 11 | DCH_Export_Cargo_Village_SW-01 | switch | CISCO | C9200-48T-E | 10.60.48.20 | GigabitEthernet1/0/36
Yes | DCH | Outside Campus Area | Export Cargo Village | Ground Floor | 207 | Rack-07 | VIVANCO | 15 | VSA.6615.01.10e | JAE2643189X | 11 | DCH_Export_Cargo_Village_SW-01 | switch | CISCO | C9200-48T-E | 10.60.48.20 | GigabitEthernet1/0/37
Yes | DCH | Outside Campus Area | Export Cargo Village | Ground Floor | 207 | Rack-07 | VIVANCO | 15 | VSA.6615.01.10e | JAE2643189X | 11 | DCH_Export_Cargo_Village_SW-01 | switch | CISCO | C9200-48T-E | 10.60.48.20 | GigabitEthernet1/0/38
Yes | DCH | Outside Campus Area | Export Cargo Village | Ground Floor | 207 | Rack-07 | VIVANCO | 15 | VSA.6615.01.10e | JAE2643189X | 11 | DCH_Export_Cargo_Village_SW-01 | switch | CISCO | C9200-48T-E | 10.60.48.20 | GigabitEthernet1/0/39
Yes | DCH | Outside Campus Area | Export Cargo Village | Ground Floor | 207 | Rack-07 | VIVANCO | 15 | VSA.6615.01.10e | JAE2643189X | 11 | DCH_Export_Cargo_Village_SW-01 | switch | CISCO | C9200-48T-E | 10.60.48.20 | GigabitEthernet1/0/40
Yes | DCH | Outside Campus Area | Export Cargo Village | Ground Floor | 207 | Rack-07 | VIVANCO | 15 | VSA.6615.01.10e | JAE2643189X | 11 | DCH_Export_Cargo_Village_SW-01 | switch | CISCO | C9200-48T-E | 10.60.48.20 | GigabitEthernet1/0/41
Yes | DCH | Outside Campus Area | Export Cargo Village | Ground Floor | 207 | Rack-07 | VIVANCO | 15 | VSA.6615.01.10e | JAE2643189X | 11 | DCH_Export_Cargo_Village_SW-01 | switch | CISCO | C9200-48T-E | 10.60.48.20 | GigabitEthernet1/0/42
Yes | DCH | Outside Campus Area | Export Cargo Village | Ground Floor | 207 | Rack-07 | VIVANCO | 15 | VSA.6615.01.10e | JAE2643189X | 11 | DCH_Export_Cargo_Village_SW-01 | switch | CISCO | C9200-48T-E | 10.60.48.20 | GigabitEthernet1/0/43
Yes | DCH | Outside Campus Area | Export Cargo Village | Ground Floor | 207 | Rack-07 | VIVANCO | 15 | VSA.6615.01.10e | JAE2643189X | 11 | DCH_Export_Cargo_Village_SW-01 | switch | CISCO | C9200-48T-E | 10.60.48.20 | GigabitEthernet1/0/44
Yes | DCH | Outside Campus Area | Export Cargo Village | Ground Floor | 207 | Rack-07 | VIVANCO | 15 | VSA.6615.01.10e | JAE2643189X | 11 | DCH_Export_Cargo_Village_SW-01 | switch | CISCO | C9200-48T-E | 10.60.48.20 | GigabitEthernet1/0/45
Yes | DCH | Outside Campus Area | Export Cargo Village | Ground Floor | 207 | Rack-07 | VIVANCO | 15 | VSA.6615.01.10e | JAE2643189X | 11 | DCH_Export_Cargo_Village_SW-01 | switch | CISCO | C9200-48T-E | 10.60.48.20 | GigabitEthernet1/0/46
Yes | DCH | Outside Campus Area | Export Cargo Village | Ground Floor | 207 | Rack-07 | VIVANCO | 15 | VSA.6615.01.10e | JAE2643189X | 11 | DCH_Export_Cargo_Village_SW-01 | switch | CISCO | C9200-48T-E | 10.60.48.20 | GigabitEthernet1/0/47
Yes | DCH | Outside Campus Area | Export Cargo Village | Ground Floor | 207 | Rack-07 | VIVANCO | 15 | VSA.6615.01.10e | JAE2643189X | 11 | DCH_Export_Cargo_Village_SW-01 | switch | CISCO | C9200-48T-E | 10.60.48.20 | GigabitEthernet1/0/48
Yes | DCH | Outside Campus Area | Export Cargo Village | Ground Floor | 207 | Rack-07 | VIVANCO | 15 | VSA.6615.01.10e | JAE2643189X | 11 | DCH_Export_Cargo_Village_SW-01 | switch | CISCO | C9200-48T-E | 10.60.48.20 | Te1/1/1 | Spare
Yes | DCH | Outside Campus Area | Export Cargo Village | Ground Floor | 207 | Rack-07 | VIVANCO | 15 | VSA.6615.01.10e | JAE2643189X | 11 | DCH_Export_Cargo_Village_SW-01 | switch | CISCO | C9200-48T-E | 10.60.48.20 | Te1/1/2 | Spare
Yes | DCH | Outside Campus Area | Export Cargo Village | Ground Floor | 207 | Rack-07 | VIVANCO | 15 | VSA.6615.01.10e | JAE2643189X | 11 | DCH_Export_Cargo_Village_SW-01 | switch | CISCO | C9200-48T-E | 10.60.48.20 | Te1/1/3 | DCH_Export_Cargo_Village_SW_Port-Ten 1/1/3 to DCH_Core-SW-1_Port-Ten 1/0/11
Yes | DCH | Outside Campus Area | Export Cargo Village | Ground Floor | 207 | Rack-07 | VIVANCO | 15 | VSA.6615.01.10e | JAE2643189X | 11 | DCH_Export_Cargo_Village_SW-01 | switch | CISCO | C9200-48T-E | 10.60.48.20 | Te1/1/4 | DCH_Export_Cargo_Village_SW_Port-Ten 1/1/4 to DCH_Core-SW-2_Port-Ten 1/0/11

## structure-dch_moduler
include | house | area | building | floor | room | rack | rack-make | rack-u-count | rack-model | tag | rack-position | name | type | make | model | Mgmt IP | Service IP | OS
Yes | DCH | Modular Data Center | Dhaka Customs House Building | 2nd | Data Center | Rack-4 | VARICOM | 42 | X7S-6242-RGB-B | WZP25370UQ0 | 16-17 | Addtional Active Directory | Server | Cisco | UCS C240 M5SX | 10.60.49.38 | 172.21.96.38 | Windows Server
Yes | DCH | Modular Data Center | Dhaka Customs House Building | 2nd | Data Center | Rack-4 | VARICOM | 42 | X7S-6242-RGB-B | WZP25370UNR | 18-19 | NMS | Server | Cisco | UCS C240 M5SX | 10.60.49.39 | 10.60.49.40 | ESXi

## structure-nbr-dr-network
include | house | area | building | floor | room | rack | rack-make | rack-u-count | rack-model | tag | rack-position | name | type | make | model | port | link | Mgmt IP
Yes | DR | Data Center | Chittagong Custom House Building | 2nd | Data Center | Rack-01 | APC | 42 | AR3151 | FOC2442LADR | 36 | DR_CORE_SW_01 | Switch | CISCO | C9500-16X | Gig 0/0 | DR_MGMT_SW_01_Port_Gig_1/0/2 | 10.60.32.28
Yes | DR | Data Center | Chittagong Custom House Building | 2nd | Data Center | Rack-01 | APC | 42 | AR3151 | FOC2442LAC6 | 34 | DR_CORE_SW_02 | Switch | CISCO | C9500-16X | Te2/0/1 | DR_MGMT_SW_01_Port_Gig_1/0/24 | 10.60.32.28
Yes | DR | Data Center | Chittagong Custom House Building | 2nd | Data Center | Rack-01 | APC | 42 | AR3151 | JAE244405ED | 24 | DR_MGMT_SW_01 | Switch | CISCO | C9200-24T-E | Te1/0/1 | DR_CORE_SW_01_Port_Gig_0/0 | 10.60.32.3
Yes | DR | Data Center | Chittagong Custom House Building | 2nd | Data Center | Rack-02 | APC | 42 | AR3151 | FGL2450LFF8 | 35-36 | DR_WAN_RTR_01 | Router | CISCO | ISR4451-DNA | Gig 0 | DR_MGMT_SW_01_Port_Gig_1/0/11 | 10.60.32.41
Yes | DR | Data Center | Chittagong Custom House Building | 2nd | Data Center | Rack-02 | APC | 42 | AR3151 | FGL2450LFF1 | 32-33 | DR_WAN_RTR_02 | Router | CISCO | ISR4451-DNA | Gig 0 | DR_MGMT_SW_01_Port_Gig_1/0/12 | 10.60.32.42
Yes | DR | Data Center | Chittagong Custom House Building | 2nd | Data Center | Rack-02 | APC | 42 | AR3151 | FGL2444LG6C | 28 | DR_INT_RTR_01 | Router | CISCO | ISR4431-DNA | Gig 0 | DR_MGMT_SW_01_Port_Gig_1/0/5 | 10.60.32.32
Yes | DR | Data Center | Chittagong Custom House Building | 2nd | Data Center | Rack-02 | APC | 42 | AR3151 | FGL2444LG6U | 26 | DR_INT_RTR_02 | Router | CISCO | ISR4431-DNA | Gig 0 | DR_MGMT_SW_01_Port_Gig_1/0/6 | 10.60.32.33
Yes | DR | Data Center | vChittagong Custom House Building | 2nd | Data Center | Rack-02 | APC | 42 | AR3151 | JMX2506X0NP | 24 | DMZ-FW-01 | Firewall | CISCO | FPR-2110-K9 | Interface Ethernet1/1 |  | 10.60.32.14
Yes | DR | Data Center | Chittagong Custom House Building | 2nd | Data Center | Rack-02 | APC | 42 | AR3151 | JMX2444Z062 | 22 | DMZ-FW-02 | Firewall | CISCO | FPR-2110-K9 | Interface Ethernet1/1 |  | 10.60.32.15
Yes | DR | Data Center | Chittagong Custom House Building | 2nd | Data Center | Rack-01 | APC | 42 | AR3151 | JMX2444Z05Y | 32 | DR_SVR_FRM_FW1 | Firewall | CISCO | FPR2130-BUN | Interface Ethernet1/1 |  | 10.60.32.12
Yes | DR | Data Center | Chittagong Custom House Building | 2nd | Data Center | Rack-01 | APC | 42 | AR3151 | JMX2444Z065 | 30 | DR_SVR_FRM_FW2 | Firewall | CISCO | FPR2130-BUN | Interface Ethernet1/1 |  | 10.60.32.13
Yes | DR | Data Center | Chittagong Custom House Building | 2nd | Data Center | Rack-01 | APC | 42 | AR3151 | JAE244405HH | 20 | DR-NOC-SW | Switch | CISCO | C9200-24T-E | GigabitEthernet1/0/1 | Connected to DR Wi-FI | 10.60.32.23
Yes | DR | Data Center | Chittagong Custom House Building | 2nd | Data Center | Rack-02 | APC | 42 | AR3151 | FOC2443L05A | 30 | DR_ISP_AGG_SW_01 | Switch | CISCO | C9300-24T | GigabitEthernet1/0/1 | Connected to DMZ_FW1 Port_8 for OUTSIDE_Primary | 10.60.32.37
Yes | DR | Data Center | Chittagong Custom House Building | 2nd | Data Center | Rack-01 | APC | 42 | AR3151 | FDO24420P53 | 28 | DR_SVR_FRM_SW1 | Switch | CISCO | N9K-C93108TC-FX | Te1/0/1 | Connected to SVR_FW1 port_1/0/12 | 10.60.32.26
Yes | DR | Data Center | Chittagong Custom House Building | 2nd | Data Center | Rack-01 | APC | 42 | AR3151 | FDO24420PA7 | 26 | DR_SVR_FRM_SW2 | Switch | CISCO | N9K-C93108TC-FX | Te1/0/1 | Connected to SVR_FW2 port_1/0/12 | 10.60.32.27

## structure-cch_moduler
include | house | area | building | floor | room | rack | rack-make | rack-u-count | rack-model | tag | rack-position | name | type | make | model | Mgmt IP | Service IP | OS
Yes | CCH | Custom House | Main Building | 1st | Data Center | MDC Rack-3 | VARICOM | 42 | X7S-6242-RGB-B | WZP25370UNT | 30-31 | Addtional Active Directory | Server | Cisco | UCS C240 M5SX | 10.60.51.38 | 172.21.100.38 | Windows Server
Yes | CCH | Custom House | Main Building | 1st | Data Center | MDC Rack-3 | VARICOM | 42 | X7S-6242-RGB-B | WZP25370UP8 | 27-28 | NMS | Server | Cisco | UCS C240 M5SX | 10.60.51.39 | 10.60.51.40 | ESXi

## structure-cch
include | house | area | building | floor | room | rack | rack-make | rack-u-count | rack-model | tag | rack-position | name | type | make | model | Mgmt IP | port | link
Yes | CCH | Modular Data Center | Chittagong Custom House Building | 1st Floor | Server Room | MDC Rack-2 | VARICOM | 42 | X7S-6242-RGB-B | FGL2630LUDX | 41 | Internet_RTR-01 | router | CISCO | ISR4431-DNA | 10.60.50.18 | GigabitEthernet0/0/0 | Spare
Yes | CCH | Modular Data Center | Chittagong Custom House Building | 1st Floor | Server Room | MDC Rack-2 | VARICOM | 42 | X7S-6242-RGB-B | FGL2630LUDX | 41 | Internet_RTR-01 | router | CISCO | ISR4431-DNA | 10.60.50.18 | GigabitEthernet0/0/1 | Spare
Yes | CCH | Modular Data Center | Chittagong Custom House Building | 1st Floor | Server Room | MDC Rack-2 | VARICOM | 42 | X7S-6242-RGB-B | FGL2630LUDX | 41 | Internet_RTR-01 | router | CISCO | ISR4431-DNA | 10.60.50.18 | GigabitEthernet0/0/2 | Spare
Yes | CCH | Modular Data Center | Chittagong Custom House Building | 1st Floor | Server Room | MDC Rack-2 | VARICOM | 42 | X7S-6242-RGB-B | FGL2630LUDX | 41 | Internet_RTR-01 | router | CISCO | ISR4431-DNA | 10.60.50.18 | GigabitEthernet0/0/3 | Spare
Yes | CCH | Modular Data Center | Chittagong Custom House Building | 1st Floor | Server Room | MDC Rack-2 | VARICOM | 42 | X7S-6242-RGB-B | FGL2630LUDX | 41 | Internet_RTR-01 | router | CISCO | ISR4431-DNA | 10.60.50.18 | GigabitEthernet0/1/0 | Spare
Yes | CCH | Modular Data Center | Chittagong Custom House Building | 1st Floor | Server Room | MDC Rack-2 | VARICOM | 42 | X7S-6242-RGB-B | FGL2630LUDX | 41 | Internet_RTR-01 | router | CISCO | ISR4431-DNA | 10.60.50.18 | GigabitEthernet0/1/1 | Spare
Yes | CCH | Modular Data Center | Chittagong Custom House Building | 1st Floor | Server Room | MDC Rack-2 | VARICOM | 42 | X7S-6242-RGB-B | FGL2630LUDX | 41 | Internet_RTR-01 | router | CISCO | ISR4431-DNA | 10.60.50.18 | GigabitEthernet0/3/0 | Spare
Yes | CCH | Modular Data Center | Chittagong Custom House Building | 1st Floor | Server Room | MDC Rack-2 | VARICOM | 42 | X7S-6242-RGB-B | FGL2630LUDX | 41 | Internet_RTR-01 | router | CISCO | ISR4431-DNA | 10.60.50.18 | GigabitEthernet0/3/1 | Spare
Yes | CCH | Modular Data Center | Chittagong Custom House Building | 1st Floor | Server Room | MDC Rack-2 | VARICOM | 42 | X7S-6242-RGB-B | FGL2630LUDX | 41 | Internet_RTR-01 | router | CISCO | ISR4431-DNA | 10.60.50.18 | GigabitEthernet0/3/2 | Spare
Yes | CCH | Modular Data Center | Chittagong Custom House Building | 1st Floor | Server Room | MDC Rack-2 | VARICOM | 42 | X7S-6242-RGB-B | FGL2630LUDX | 41 | Internet_RTR-01 | router | CISCO | ISR4431-DNA | 10.60.50.18 | GigabitEthernet0/3/3 | Spare
Yes | CCH | Modular Data Center | Chittagong Custom House Building | 1st Floor | Server Room | MDC Rack-2 | VARICOM | 42 | X7S-6242-RGB-B | FGL2630LUDX | 41 | Internet_RTR-01 | router | CISCO | ISR4431-DNA | 10.60.50.18 | GigabitEthernet0 | Connected_To_CCH_CSW_01_Port_Te1/0/32
Yes | CCH | Modular Data Center | Chittagong Custom House Building | 1st Floor | Server Room | MDC Rack-2 | VARICOM | 42 | X7S-6242-RGB-B | FGL2630LUEC | 39 | Internet_RTR-02 | router | CISCO | ISR4431-DNA | 10.60.50.19 | GigabitEthernet0/0/0 | Connected to BTCL ISP
Yes | CCH | Modular Data Center | Chittagong Custom House Building | 1st Floor | Server Room | MDC Rack-2 | VARICOM | 42 | X7S-6242-RGB-B | FGL2630LUEC | 39 | Internet_RTR-02 | router | CISCO | ISR4431-DNA | 10.60.50.19 | GigabitEthernet0/0/1 | Spare
Yes | CCH | Modular Data Center | Chittagong Custom House Building | 1st Floor | Server Room | MDC Rack-2 | VARICOM | 42 | X7S-6242-RGB-B | FGL2630LUEC | 39 | Internet_RTR-02 | router | CISCO | ISR4431-DNA | 10.60.50.19 | GigabitEthernet0/0/2 | Spare
Yes | CCH | Modular Data Center | Chittagong Custom House Building | 1st Floor | Server Room | MDC Rack-2 | VARICOM | 42 | X7S-6242-RGB-B | FGL2630LUEC | 39 | Internet_RTR-02 | router | CISCO | ISR4431-DNA | 10.60.50.19 | GigabitEthernet0/0/3 | Spare
Yes | CCH | Modular Data Center | Chittagong Custom House Building | 1st Floor | Server Room | MDC Rack-2 | VARICOM | 42 | X7S-6242-RGB-B | FGL2630LUEC | 39 | Internet_RTR-02 | router | CISCO | ISR4431-DNA | 10.60.50.19 | GigabitEthernet0/1/0 | Spare
Yes | CCH | Modular Data Center | Chittagong Custom House Building | 1st Floor | Server Room | MDC Rack-2 | VARICOM | 42 | X7S-6242-RGB-B | FGL2630LUEC | 39 | Internet_RTR-02 | router | CISCO | ISR4431-DNA | 10.60.50.19 | GigabitEthernet0/1/1 | Spare
Yes | CCH | Modular Data Center | Chittagong Custom House Building | 1st Floor | Server Room | MDC Rack-2 | VARICOM | 42 | X7S-6242-RGB-B | FGL2630LUEC | 39 | Internet_RTR-02 | router | CISCO | ISR4431-DNA | 10.60.50.19 | GigabitEthernet0/3/0 | CCH_Int_FW_1_Port_1G
Yes | CCH | Modular Data Center | Chittagong Custom House Building | 1st Floor | Server Room | MDC Rack-2 | VARICOM | 42 | X7S-6242-RGB-B | FGL2630LUEC | 39 | Internet_RTR-02 | router | CISCO | ISR4431-DNA | 10.60.50.19 | GigabitEthernet0/3/1 | CCH_Int_FW_2_Port_1G
Yes | CCH | Modular Data Center | Chittagong Custom House Building | 1st Floor | Server Room | MDC Rack-2 | VARICOM | 42 | X7S-6242-RGB-B | FGL2630LUEC | 39 | Internet_RTR-02 | router | CISCO | ISR4431-DNA | 10.60.50.19 | GigabitEthernet0/3/2 | Spare
Yes | CCH | Modular Data Center | Chittagong Custom House Building | 1st Floor | Server Room | MDC Rack-2 | VARICOM | 42 | X7S-6242-RGB-B | FGL2630LUEC | 39 | Internet_RTR-02 | router | CISCO | ISR4431-DNA | 10.60.50.19 | GigabitEthernet0/3/3 | Spare
Yes | CCH | Modular Data Center | Chittagong Custom House Building | 1st Floor | Server Room | MDC Rack-2 | VARICOM | 42 | X7S-6242-RGB-B | FGL2630LUEC | 39 | Internet_RTR-02 | router | CISCO | ISR4431-DNA | 10.60.50.19 | GigabitEthernet0 | Connected_To_CCH_CSW_02_Port_Te2/0/33
Yes | CCH | Modular Data Center | Chittagong Custom House Building | 1st Floor | Server Room | MDC Rack-2 | VARICOM | 42 | X7S-6242-RGB-B | X45008VH7BBPB06 | 34 | Internet_FW-01 | firewall | SOPHOS | XGS4500 | 10.60.50.14 | PortF1 | Connected_To_CCH_CSW_01_Port_Te1/0/1
Yes | CCH | Modular Data Center | Chittagong Custom House Building | 1st Floor | Server Room | MDC Rack-2 | VARICOM | 42 | X7S-6242-RGB-B | X45008VH7BBPB06 | 34 | Internet_FW-01 | firewall | SOPHOS | XGS4500 | 10.60.50.14 | PortF2 | Connected_To_CCH_CSW_02_Port_Te2/0/1
Yes | CCH | Modular Data Center | Chittagong Custom House Building | 1st Floor | Server Room | MDC Rack-2 | VARICOM | 42 | X7S-6242-RGB-B | X45008VH7BBPB06 | 34 | Internet_FW-01 | firewall | SOPHOS | XGS4500 | 10.60.50.14 | PortF3 | Connected_To_DR_CSW_01_Port_Te1/0/6
Yes | CCH | Modular Data Center | Chittagong Custom House Building | 1st Floor | Server Room | MDC Rack-2 | VARICOM | 42 | X7S-6242-RGB-B | X45008VH7BBPB06 | 34 | Internet_FW-01 | firewall | SOPHOS | XGS4500 | 10.60.50.14 | PortF4 | Connected_To_DR_CSW_02_Port_Te2/0/6
Yes | CCH | Modular Data Center | Chittagong Custom House Building | 1st Floor | Server Room | MDC Rack-2 | VARICOM | 42 | X7S-6242-RGB-B | X45008VH7BBPB06 | 34 | Internet_FW-01 | firewall | SOPHOS | XGS4500 | 10.60.50.14 | Port1 | Connected_To_CCH_INT_RTR_02_Port_Ge0/3/0
Yes | CCH | Modular Data Center | Chittagong Custom House Building | 1st Floor | Server Room | MDC Rack-2 | VARICOM | 42 | X7S-6242-RGB-B | X45008VH7BBPB06 | 34 | Internet_FW-01 | firewall | SOPHOS | XGS4500 | 10.60.50.14 | Port2
Yes | CCH | Modular Data Center | Chittagong Custom House Building | 1st Floor | Server Room | MDC Rack-2 | VARICOM | 42 | X7S-6242-RGB-B | X45008VH7BBPB06 | 34 | Internet_FW-01 | firewall | SOPHOS | XGS4500 | 10.60.50.14 | Port3 | Connected_To_CCH_SVR_FRM_SW_Port_Ge1/0/1
Yes | CCH | Modular Data Center | Chittagong Custom House Building | 1st Floor | Server Room | MDC Rack-2 | VARICOM | 42 | X7S-6242-RGB-B | X45008VH7BBPB06 | 34 | Internet_FW-01 | firewall | SOPHOS | XGS4500 | 10.60.50.14 | Port4
Yes | CCH | Modular Data Center | Chittagong Custom House Building | 1st Floor | Server Room | MDC Rack-2 | VARICOM | 42 | X7S-6242-RGB-B | X45008VH7BBPB06 | 34 | Internet_FW-01 | firewall | SOPHOS | XGS4500 | 10.60.50.14 | Port5
Yes | CCH | Modular Data Center | Chittagong Custom House Building | 1st Floor | Server Room | MDC Rack-2 | VARICOM | 42 | X7S-6242-RGB-B | X45008VH7BBPB06 | 34 | Internet_FW-01 | firewall | SOPHOS | XGS4500 | 10.60.50.14 | Port6
Yes | CCH | Modular Data Center | Chittagong Custom House Building | 1st Floor | Server Room | MDC Rack-2 | VARICOM | 42 | X7S-6242-RGB-B | X45008VH7BBPB06 | 34 | Internet_FW-01 | firewall | SOPHOS | XGS4500 | 10.60.50.14 | Port7
Yes | CCH | Modular Data Center | Chittagong Custom House Building | 1st Floor | Server Room | MDC Rack-2 | VARICOM | 42 | X7S-6242-RGB-B | X45008VH7BBPB06 | 34 | Internet_FW-01 | firewall | SOPHOS | XGS4500 | 10.60.50.14 | Port8 | Connected_To_CCH_INT_FE_02_Port_8
42
Yes | CCH | Modular Data Center | Chittagong Custom House Building | 1st Floor | Server Room | MDC Rack-2 | VARICOM | 42 | X7S-6242-RGB-B | X45008HT34FGY3E | 32 | Internet_FW-02 | firewall | SOPHOS | XGS4500 | 10.60.50.15 | PortF1 | Connected_To_CCH_CSW_01_Port_Te1/0/2
Yes | CCH | Modular Data Center | Chittagong Custom House Building | 1st Floor | Server Room | MDC Rack-2 | VARICOM | 42 | X7S-6242-RGB-B | X45008HT34FGY3E | 32 | Internet_FW-02 | firewall | SOPHOS | XGS4500 | 10.60.50.15 | PortF2 | Connected_To_CCH_CSW_02_Port_Te2/0/2
Yes | CCH | Modular Data Center | Chittagong Custom House Building | 1st Floor | Server Room | MDC Rack-2 | VARICOM | 42 | X7S-6242-RGB-B | X45008HT34FGY3E | 32 | Internet_FW-02 | firewall | SOPHOS | XGS4500 | 10.60.50.15 | PortF3 | Connected_To_DR_CSW_01_Port_Te1/0/7
Yes | CCH | Modular Data Center | Chittagong Custom House Building | 1st Floor | Server Room | MDC Rack-2 | VARICOM | 42 | X7S-6242-RGB-B | X45008HT34FGY3E | 32 | Internet_FW-02 | firewall | SOPHOS | XGS4500 | 10.60.50.15 | PortF4 | Connected_To_DR_CSW_02_Port_Te2/0/7
Yes | CCH | Modular Data Center | Chittagong Custom House Building | 1st Floor | Server Room | MDC Rack-2 | VARICOM | 42 | X7S-6242-RGB-B | X45008HT34FGY3E | 32 | Internet_FW-02 | firewall | SOPHOS | XGS4500 | 10.60.50.15 | Port1 | Connected_To_CCH_INT_RTR_02_Port_Ge0/3/1
Yes | CCH | Modular Data Center | Chittagong Custom House Building | 1st Floor | Server Room | MDC Rack-2 | VARICOM | 42 | X7S-6242-RGB-B | X45008HT34FGY3E | 32 | Internet_FW-02 | firewall | SOPHOS | XGS4500 | 10.60.50.15 | Port2
Yes | CCH | Modular Data Center | Chittagong Custom House Building | 1st Floor | Server Room | MDC Rack-2 | VARICOM | 42 | X7S-6242-RGB-B | X45008HT34FGY3E | 32 | Internet_FW-02 | firewall | SOPHOS | XGS4500 | 10.60.50.15 | Port3 | Connected_To_CCH_SVR_FRM_SW_Port_Ge1/0/2
Yes | CCH | Modular Data Center | Chittagong Custom House Building | 1st Floor | Server Room | MDC Rack-2 | VARICOM | 42 | X7S-6242-RGB-B | X45008HT34FGY3E | 32 | Internet_FW-02 | firewall | SOPHOS | XGS4500 | 10.60.50.15 | Port4
Yes | CCH | Modular Data Center | Chittagong Custom House Building | 1st Floor | Server Room | MDC Rack-2 | VARICOM | 42 | X7S-6242-RGB-B | X45008HT34FGY3E | 32 | Internet_FW-02 | firewall | SOPHOS | XGS4500 | 10.60.50.15 | Port5
Yes | CCH | Modular Data Center | Chittagong Custom House Building | 1st Floor | Server Room | MDC Rack-2 | VARICOM | 42 | X7S-6242-RGB-B | X45008HT34FGY3E | 32 | Internet_FW-02 | firewall | SOPHOS | XGS4500 | 10.60.50.15 | Port6
Yes | CCH | Modular Data Center | Chittagong Custom House Building | 1st Floor | Server Room | MDC Rack-2 | VARICOM | 42 | X7S-6242-RGB-B | X45008HT34FGY3E | 32 | Internet_FW-02 | firewall | SOPHOS | XGS4500 | 10.60.50.15 | Port7
Yes | CCH | Modular Data Center | Chittagong Custom House Building | 1st Floor | Server Room | MDC Rack-2 | VARICOM | 42 | X7S-6242-RGB-B | X45008HT34FGY3E | 32 | Internet_FW-02 | firewall | SOPHOS | XGS4500 | 10.60.50.15 | Port8 | Connected_To_CCH_INT_FE_01_Port_8
Yes | CCH | Modular Data Center | Chittagong Custom House Building | 1st Floor | Server Room | MDC Rack-3 | VARICOM | 42 | X7S-6242-RGB-B | JAE264316U9 | 33 | CCH_SVF_SW-01 | switch | CISCO | C9200-48T-E | 10.60.50.25 | GigabitEthernet1/0/1 | Connected_To_CCH_INT_FE_01_Port_8
Yes | CCH | Modular Data Center | Chittagong Custom House Building | 1st Floor | Server Room | MDC Rack-3 | VARICOM | 42 | X7S-6242-RGB-B | JAE264316U9 | 33 | CCH_SVF_SW-01 | switch | CISCO | C9200-48T-E | 10.60.50.25 | GigabitEthernet1/0/2 | Connected_To_CCH_INT_FE_02_Port_8
Yes | CCH | Modular Data Center | Chittagong Custom House Building | 1st Floor | Server Room | MDC Rack-3 | VARICOM | 42 | X7S-6242-RGB-B | JAE264316U9 | 33 | CCH_SVF_SW-01 | switch | CISCO | C9200-48T-E | 10.60.50.25 | GigabitEthernet1/0/3 | Connected_To_CCH_AD_Server_Eth0
Yes | CCH | Modular Data Center | Chittagong Custom House Building | 1st Floor | Server Room | MDC Rack-3 | VARICOM | 42 | X7S-6242-RGB-B | JAE264316U9 | 33 | CCH_SVF_SW-01 | switch | CISCO | C9200-48T-E | 10.60.50.25 | GigabitEthernet1/0/4 | Connected_To_CCH_AD_Server_Eth1
Yes | CCH | Modular Data Center | Chittagong Custom House Building | 1st Floor | Server Room | MDC Rack-3 | VARICOM | 42 | X7S-6242-RGB-B | JAE264316U9 | 33 | CCH_SVF_SW-01 | switch | CISCO | C9200-48T-E | 10.60.50.25 | GigabitEthernet1/0/5 | Connected_To_CCH_NMS_Server_MGMT
Yes | CCH | Modular Data Center | Chittagong Custom House Building | 1st Floor | Server Room | MDC Rack-3 | VARICOM | 42 | X7S-6242-RGB-B | JAE264316U9 | 33 | CCH_SVF_SW-01 | switch | CISCO | C9200-48T-E | 10.60.50.25 | GigabitEthernet1/0/6 | Connected_To_CCH_NMS_Server_Eth0
Yes | CCH | Modular Data Center | Chittagong Custom House Building | 1st Floor | Server Room | MDC Rack-3 | VARICOM | 42 | X7S-6242-RGB-B | JAE264316U9 | 33 | CCH_SVF_SW-01 | switch | CISCO | C9200-48T-E | 10.60.50.25 | GigabitEthernet1/0/7 | Connected_To_CCH_AD_Server_Eth1
Yes | CCH | Modular Data Center | Chittagong Custom House Building | 1st Floor | Server Room | MDC Rack-3 | VARICOM | 42 | X7S-6242-RGB-B | JAE264316U9 | 33 | CCH_SVF_SW-01 | switch | CISCO | C9200-48T-E | 10.60.50.25 | GigabitEthernet1/0/8 | Connected_To_CCH_NMS_Server_MGMT
Yes | CCH | Modular Data Center | Chittagong Custom House Building | 1st Floor | Server Room | MDC Rack-3 | VARICOM | 42 | X7S-6242-RGB-B | JAE264316U9 | 33 | CCH_SVF_SW-01 | switch | CISCO | C9200-48T-E | 10.60.50.25 | GigabitEthernet1/0/9 | Connected_To_CCH_AD_Server_Eth2
Yes | CCH | Modular Data Center | Chittagong Custom House Building | 1st Floor | Server Room | MDC Rack-3 | VARICOM | 42 | X7S-6242-RGB-B | JAE264316U9 | 33 | CCH_SVF_SW-01 | switch | CISCO | C9200-48T-E | 10.60.50.25 | GigabitEthernet1/0/10 | Spare
Yes | CCH | Modular Data Center | Chittagong Custom House Building | 1st Floor | Server Room | MDC Rack-3 | VARICOM | 42 | X7S-6242-RGB-B | JAE264316U9 | 33 | CCH_SVF_SW-01 | switch | CISCO | C9200-48T-E | 10.60.50.25 | GigabitEthernet1/0/11 | Connected_To_CCH_AD_Server_Eth3
Yes | CCH | Modular Data Center | Chittagong Custom House Building | 1st Floor | Server Room | MDC Rack-3 | VARICOM | 42 | X7S-6242-RGB-B | JAE264316U9 | 33 | CCH_SVF_SW-01 | switch | CISCO | C9200-48T-E | 10.60.50.25 | GigabitEthernet1/0/12 | Connected_To_CCH_AD_Server_Eth4
Yes | CCH | Modular Data Center | Chittagong Custom House Building | 1st Floor | Server Room | MDC Rack-3 | VARICOM | 42 | X7S-6242-RGB-B | JAE264316U9 | 33 | CCH_SVF_SW-01 | switch | CISCO | C9200-48T-E | 10.60.50.25 | GigabitEthernet1/0/13 | Spare
Yes | CCH | Modular Data Center | Chittagong Custom House Building | 1st Floor | Server Room | MDC Rack-3 | VARICOM | 42 | X7S-6242-RGB-B | JAE264316U9 | 33 | CCH_SVF_SW-01 | switch | CISCO | C9200-48T-E | 10.60.50.25 | GigabitEthernet1/0/14 | Spare
Yes | CCH | Modular Data Center | Chittagong Custom House Building | 1st Floor | Server Room | MDC Rack-3 | VARICOM | 42 | X7S-6242-RGB-B | JAE264316U9 | 33 | CCH_SVF_SW-01 | switch | CISCO | C9200-48T-E | 10.60.50.25 | GigabitEthernet1/0/15 | Spare
Yes | CCH | Modular Data Center | Chittagong Custom House Building | 1st Floor | Server Room | MDC Rack-3 | VARICOM | 42 | X7S-6242-RGB-B | JAE264316U9 | 33 | CCH_SVF_SW-01 | switch | CISCO | C9200-48T-E | 10.60.50.25 | GigabitEthernet1/0/16 | Spare
Yes | CCH | Modular Data Center | Chittagong Custom House Building | 1st Floor | Server Room | MDC Rack-3 | VARICOM | 42 | X7S-6242-RGB-B | JAE264316U9 | 33 | CCH_SVF_SW-01 | switch | CISCO | C9200-48T-E | 10.60.50.25 | GigabitEthernet1/0/17 | Spare
Yes | CCH | Modular Data Center | Chittagong Custom House Building | 1st Floor | Server Room | MDC Rack-3 | VARICOM | 42 | X7S-6242-RGB-B | JAE264316U9 | 33 | CCH_SVF_SW-01 | switch | CISCO | C9200-48T-E | 10.60.50.25 | GigabitEthernet1/0/18 | Spare
Yes | CCH | Modular Data Center | Chittagong Custom House Building | 1st Floor | Server Room | MDC Rack-3 | VARICOM | 42 | X7S-6242-RGB-B | JAE264316U9 | 33 | CCH_SVF_SW-01 | switch | CISCO | C9200-48T-E | 10.60.50.25 | GigabitEthernet1/0/19 | Spare
Yes | CCH | Modular Data Center | Chittagong Custom House Building | 1st Floor | Server Room | MDC Rack-3 | VARICOM | 42 | X7S-6242-RGB-B | JAE264316U9 | 33 | CCH_SVF_SW-01 | switch | CISCO | C9200-48T-E | 10.60.50.25 | GigabitEthernet1/0/20 | Spare
Yes | CCH | Modular Data Center | Chittagong Custom House Building | 1st Floor | Server Room | MDC Rack-3 | VARICOM | 42 | X7S-6242-RGB-B | JAE264316U9 | 33 | CCH_SVF_SW-01 | switch | CISCO | C9200-48T-E | 10.60.50.25 | GigabitEthernet1/0/21 | Spare
Yes | CCH | Modular Data Center | Chittagong Custom House Building | 1st Floor | Server Room | MDC Rack-3 | VARICOM | 42 | X7S-6242-RGB-B | JAE264316U9 | 33 | CCH_SVF_SW-01 | switch | CISCO | C9200-48T-E | 10.60.50.25 | GigabitEthernet1/0/22 | Spare
Yes | CCH | Modular Data Center | Chittagong Custom House Building | 1st Floor | Server Room | MDC Rack-3 | VARICOM | 42 | X7S-6242-RGB-B | JAE264316U9 | 33 | CCH_SVF_SW-01 | switch | CISCO | C9200-48T-E | 10.60.50.25 | GigabitEthernet1/0/23 | Spare
Yes | CCH | Modular Data Center | Chittagong Custom House Building | 1st Floor | Server Room | MDC Rack-3 | VARICOM | 42 | X7S-6242-RGB-B | JAE264316U9 | 33 | CCH_SVF_SW-01 | switch | CISCO | C9200-48T-E | 10.60.50.25 | GigabitEthernet1/0/24 | Spare
Yes | CCH | Modular Data Center | Chittagong Custom House Building | 1st Floor | Server Room | MDC Rack-3 | VARICOM | 42 | X7S-6242-RGB-B | JAE264316U9 | 33 | CCH_SVF_SW-01 | switch | CISCO | C9200-48T-E | 10.60.50.25 | GigabitEthernet1/0/25 | Connected_CCH_CSW_01_Te1/0/23
Yes | CCH | Modular Data Center | Chittagong Custom House Building | 1st Floor | Server Room | MDC Rack-3 | VARICOM | 42 | X7S-6242-RGB-B | JAE264316U9 | 33 | CCH_SVF_SW-01 | switch | CISCO | C9200-48T-E | 10.60.50.25 | GigabitEthernet1/0/26 | Spare
Yes | CCH | Modular Data Center | Chittagong Custom House Building | 1st Floor | Server Room | MDC Rack-3 | VARICOM | 42 | X7S-6242-RGB-B | JAE264316U9 | 33 | CCH_SVF_SW-01 | switch | CISCO | C9200-48T-E | 10.60.50.25 | GigabitEthernet1/0/27 | Spare
Yes | CCH | Modular Data Center | Chittagong Custom House Building | 1st Floor | Server Room | MDC Rack-3 | VARICOM | 42 | X7S-6242-RGB-B | JAE264316U9 | 33 | CCH_SVF_SW-01 | switch | CISCO | C9200-48T-E | 10.60.50.25 | GigabitEthernet1/0/28 | Spare
Yes | CCH | Modular Data Center | Chittagong Custom House Building | 1st Floor | Server Room | MDC Rack-3 | VARICOM | 42 | X7S-6242-RGB-B | JAE264316U9 | 33 | CCH_SVF_SW-01 | switch | CISCO | C9200-48T-E | 10.60.50.25 | GigabitEthernet1/0/29 | Spare
Yes | CCH | Modular Data Center | Chittagong Custom House Building | 1st Floor | Server Room | MDC Rack-3 | VARICOM | 42 | X7S-6242-RGB-B | JAE264316U9 | 33 | CCH_SVF_SW-01 | switch | CISCO | C9200-48T-E | 10.60.50.25 | GigabitEthernet1/0/30 | Spare
Yes | CCH | Modular Data Center | Chittagong Custom House Building | 1st Floor | Server Room | MDC Rack-3 | VARICOM | 42 | X7S-6242-RGB-B | JAE264316U9 | 33 | CCH_SVF_SW-01 | switch | CISCO | C9200-48T-E | 10.60.50.25 | GigabitEthernet1/0/31 | Spare
Yes | CCH | Modular Data Center | Chittagong Custom House Building | 1st Floor | Server Room | MDC Rack-3 | VARICOM | 42 | X7S-6242-RGB-B | JAE264316U9 | 33 | CCH_SVF_SW-01 | switch | CISCO | C9200-48T-E | 10.60.50.25 | GigabitEthernet1/0/32 | Spare
Yes | CCH | Modular Data Center | Chittagong Custom House Building | 1st Floor | Server Room | MDC Rack-3 | VARICOM | 42 | X7S-6242-RGB-B | JAE264316U9 | 33 | CCH_SVF_SW-01 | switch | CISCO | C9200-48T-E | 10.60.50.25 | GigabitEthernet1/0/33 | Spare
Yes | CCH | Modular Data Center | Chittagong Custom House Building | 1st Floor | Server Room | MDC Rack-3 | VARICOM | 42 | X7S-6242-RGB-B | JAE264316U9 | 33 | CCH_SVF_SW-01 | switch | CISCO | C9200-48T-E | 10.60.50.25 | GigabitEthernet1/0/34 | Spare
Yes | CCH | Modular Data Center | Chittagong Custom House Building | 1st Floor | Server Room | MDC Rack-3 | VARICOM | 42 | X7S-6242-RGB-B | JAE264316U9 | 33 | CCH_SVF_SW-01 | switch | CISCO | C9200-48T-E | 10.60.50.25 | GigabitEthernet1/0/35 | Spare
Yes | CCH | Modular Data Center | Chittagong Custom House Building | 1st Floor | Server Room | MDC Rack-3 | VARICOM | 42 | X7S-6242-RGB-B | JAE264316U9 | 33 | CCH_SVF_SW-01 | switch | CISCO | C9200-48T-E | 10.60.50.25 | GigabitEthernet1/0/36 | Spare
Yes | CCH | Modular Data Center | Chittagong Custom House Building | 1st Floor | Server Room | MDC Rack-3 | VARICOM | 42 | X7S-6242-RGB-B | JAE264316U9 | 33 | CCH_SVF_SW-01 | switch | CISCO | C9200-48T-E | 10.60.50.25 | GigabitEthernet1/0/37 | Spare
Yes | CCH | Modular Data Center | Chittagong Custom House Building | 1st Floor | Server Room | MDC Rack-3 | VARICOM | 42 | X7S-6242-RGB-B | JAE264316U9 | 33 | CCH_SVF_SW-01 | switch | CISCO | C9200-48T-E | 10.60.50.25 | GigabitEthernet1/0/38 | Spare
Yes | CCH | Modular Data Center | Chittagong Custom House Building | 1st Floor | Server Room | MDC Rack-3 | VARICOM | 42 | X7S-6242-RGB-B | JAE264316U9 | 33 | CCH_SVF_SW-01 | switch | CISCO | C9200-48T-E | 10.60.50.25 | GigabitEthernet1/0/39 | Spare
Yes | CCH | Modular Data Center | Chittagong Custom House Building | 1st Floor | Server Room | MDC Rack-3 | VARICOM | 42 | X7S-6242-RGB-B | JAE264316U9 | 33 | CCH_SVF_SW-01 | switch | CISCO | C9200-48T-E | 10.60.50.25 | GigabitEthernet1/0/40 | Spare
Yes | CCH | Modular Data Center | Chittagong Custom House Building | 1st Floor | Server Room | MDC Rack-3 | VARICOM | 42 | X7S-6242-RGB-B | JAE264316U9 | 33 | CCH_SVF_SW-01 | switch | CISCO | C9200-48T-E | 10.60.50.25 | GigabitEthernet1/0/41 | Spare
Yes | CCH | Modular Data Center | Chittagong Custom House Building | 1st Floor | Server Room | MDC Rack-3 | VARICOM | 42 | X7S-6242-RGB-B | JAE264316U9 | 33 | CCH_SVF_SW-01 | switch | CISCO | C9200-48T-E | 10.60.50.25 | GigabitEthernet1/0/42 | Spare
Yes | CCH | Modular Data Center | Chittagong Custom House Building | 1st Floor | Server Room | MDC Rack-3 | VARICOM | 42 | X7S-6242-RGB-B | JAE264316U9 | 33 | CCH_SVF_SW-01 | switch | CISCO | C9200-48T-E | 10.60.50.25 | GigabitEthernet1/0/43 | Spare
Yes | CCH | Modular Data Center | Chittagong Custom House Building | 1st Floor | Server Room | MDC Rack-3 | VARICOM | 42 | X7S-6242-RGB-B | JAE264316U9 | 33 | CCH_SVF_SW-01 | switch | CISCO | C9200-48T-E | 10.60.50.25 | GigabitEthernet1/0/44 | Spare
Yes | CCH | Modular Data Center | Chittagong Custom House Building | 1st Floor | Server Room | MDC Rack-3 | VARICOM | 42 | X7S-6242-RGB-B | JAE264316U9 | 33 | CCH_SVF_SW-01 | switch | CISCO | C9200-48T-E | 10.60.50.25 | GigabitEthernet1/0/45 | Spare
Yes | CCH | Modular Data Center | Chittagong Custom House Building | 1st Floor | Server Room | MDC Rack-3 | VARICOM | 42 | X7S-6242-RGB-B | JAE264316U9 | 33 | CCH_SVF_SW-01 | switch | CISCO | C9200-48T-E | 10.60.50.25 | GigabitEthernet1/0/46 | Spare
Yes | CCH | Modular Data Center | Chittagong Custom House Building | 1st Floor | Server Room | MDC Rack-3 | VARICOM | 42 | X7S-6242-RGB-B | JAE264316U9 | 33 | CCH_SVF_SW-01 | switch | CISCO | C9200-48T-E | 10.60.50.25 | GigabitEthernet1/0/47 | Spare
Yes | CCH | Modular Data Center | Chittagong Custom House Building | 1st Floor | Server Room | MDC Rack-3 | VARICOM | 42 | X7S-6242-RGB-B | JAE264316U9 | 33 | CCH_SVF_SW-01 | switch | CISCO | C9200-48T-E | 10.60.50.25 | GigabitEthernet1/0/48 | Spare
Yes | CCH | Modular Data Center | Chittagong Custom House Building | 1st Floor | Server Room | MDC Rack-3 | VARICOM | 42 | X7S-6242-RGB-B | JAE264316U9 | 33 | CCH_SVF_SW-01 | switch | CISCO | C9200-48T-E | 10.60.50.25 | Te1/1/1 | Spare
Yes | CCH | Modular Data Center | Chittagong Custom House Building | 1st Floor | Server Room | MDC Rack-3 | VARICOM | 42 | X7S-6242-RGB-B | JAE264316U9 | 33 | CCH_SVF_SW-01 | switch | CISCO | C9200-48T-E | 10.60.50.25 | Te1/1/2 | Spare
Yes | CCH | Modular Data Center | Chittagong Custom House Building | 1st Floor | Server Room | MDC Rack-3 | VARICOM | 42 | X7S-6242-RGB-B | JAE264316U9 | 33 | CCH_SVF_SW-01 | switch | CISCO | C9200-48T-E | 10.60.50.25 | Te1/1/3 | Spare
Yes | CCH | Modular Data Center | Chittagong Custom House Building | 1st Floor | Server Room | MDC Rack-3 | VARICOM | 42 | X7S-6242-RGB-B | JAE264316U9 | 33 | CCH_SVF_SW-01 | switch | CISCO | C9200-48T-E | 10.60.50.25 | Te1/1/4 | Spare
Yes | CCH | Modular Data Center | Chittagong Custom House Building | 1st Floor | Server Room | MDC Rack-2 | VARICOM | 42 | X7S-6242-RGB-B | FOC2550YHQC | 30 | CCH_Core Switch - Primary | switch | CISCO | C9500-16X | 10.60.50.1 | Te1/0/1 | Connected_to_CCH_INT_FW_01_Port_4
Yes | CCH | Modular Data Center | Chittagong Custom House Building | 1st Floor | Server Room | MDC Rack-2 | VARICOM | 42 | X7S-6242-RGB-B | FOC2550YHQC | 30 | CCH_Core Switch - Primary | switch | CISCO | C9500-16X | 10.60.50.1 | Te1/0/2 | Connected_to_CCH_INT_FW_02_Port_4
Yes | CCH | Modular Data Center | Chittagong Custom House Building | 1st Floor | Server Room | MDC Rack-2 | VARICOM | 42 | X7S-6242-RGB-B | FOC2550YHQC | 30 | CCH_Core Switch - Primary | switch | CISCO | C9500-16X | 10.60.50.1 | Te1/0/3 | Connected_to_CCH_1st_F_Red_BLOCK_SW_2_Te1/1/2
Yes | CCH | Modular Data Center | Chittagong Custom House Building | 1st Floor | Server Room | MDC Rack-2 | VARICOM | 42 | X7S-6242-RGB-B | FOC2550YHQC | 30 | CCH_Core Switch - Primary | switch | CISCO | C9500-16X | 10.60.50.1 | Te1/0/4 | Spare
Yes | CCH | Modular Data Center | Chittagong Custom House Building | 1st Floor | Server Room | MDC Rack-2 | VARICOM | 42 | X7S-6242-RGB-B | FOC2550YHQC | 30 | CCH_Core Switch - Primary | switch | CISCO | C9500-16X | 10.60.50.1 | Te1/0/5 | Spare
Yes | CCH | Modular Data Center | Chittagong Custom House Building | 1st Floor | Server Room | MDC Rack-2 | VARICOM | 42 | X7S-6242-RGB-B | FOC2550YHQC | 30 | CCH_Core Switch - Primary | switch | CISCO | C9500-16X | 10.60.50.1 | Te1/0/6 | Spare
Yes | CCH | Modular Data Center | Chittagong Custom House Building | 1st Floor | Server Room | MDC Rack-2 | VARICOM | 42 | X7S-6242-RGB-B | FOC2550YHQC | 30 | CCH_Core Switch - Primary | switch | CISCO | C9500-16X | 10.60.50.1 | Te1/0/7 | Connected_to_CCH_Officers_Quarter_SW_01_Te1/1/1
Yes | CCH | Modular Data Center | Chittagong Custom House Building | 1st Floor | Server Room | MDC Rack-2 | VARICOM | 42 | X7S-6242-RGB-B | FOC2550YHQC | 30 | CCH_Core Switch - Primary | switch | CISCO | C9500-16X | 10.60.50.1 | Te1/0/8 | Connected_to_CCH_Officers_Quarter_SW_02_Te1/1/1
Yes | CCH | Modular Data Center | Chittagong Custom House Building | 1st Floor | Server Room | MDC Rack-2 | VARICOM | 42 | X7S-6242-RGB-B | FOC2550YHQC | 30 | CCH_Core Switch - Primary | switch | CISCO | C9500-16X | 10.60.50.1 | Te1/0/9 | Connected_to_CCH_Officers_Quarter_SW_03_Te1/1/1
Yes | CCH | Modular Data Center | Chittagong Custom House Building | 1st Floor | Server Room | MDC Rack-2 | VARICOM | 42 | X7S-6242-RGB-B | FOC2550YHQC | 30 | CCH_Core Switch - Primary | switch | CISCO | C9500-16X | 10.60.50.1 | Te1/0/10 | Spare
Yes | CCH | Modular Data Center | Chittagong Custom House Building | 1st Floor | Server Room | MDC Rack-2 | VARICOM | 42 | X7S-6242-RGB-B | FOC2550YHQC | 30 | CCH_Core Switch - Primary | switch | CISCO | C9500-16X | 10.60.50.1 | Te1/0/11 | Spare
Yes | CCH | Modular Data Center | Chittagong Custom House Building | 1st Floor | Server Room | MDC Rack-2 | VARICOM | 42 | X7S-6242-RGB-B | FOC2550YHQC | 30 | CCH_Core Switch - Primary | switch | CISCO | C9500-16X | 10.60.50.1 | Te1/0/12 | Connected_to_CCH_GND_FLOOR_Budget_section_SW_02_Te1/1/1
Yes | CCH | Modular Data Center | Chittagong Custom House Building | 1st Floor | Server Room | MDC Rack-2 | VARICOM | 42 | X7S-6242-RGB-B | FOC2550YHQC | 30 | CCH_Core Switch - Primary | switch | CISCO | C9500-16X | 10.60.50.1 | Te1/0/13 | Spare
Yes | CCH | Modular Data Center | Chittagong Custom House Building | 1st Floor | Server Room | MDC Rack-2 | VARICOM | 42 | X7S-6242-RGB-B | FOC2550YHQC | 30 | CCH_Core Switch - Primary | switch | CISCO | C9500-16X | 10.60.50.1 | Te1/0/14 | Spare
Yes | CCH | Modular Data Center | Chittagong Custom House Building | 1st Floor | Server Room | MDC Rack-2 | VARICOM | 42 | X7S-6242-RGB-B | FOC2550YHQC | 30 | CCH_Core Switch - Primary | switch | CISCO | C9500-16X | 10.60.50.1 | Te1/0/15 | Connected_to_CCH_GND_FLOOR_Subteam_14_SW_03_Te1/1/1
Yes | CCH | Modular Data Center | Chittagong Custom House Building | 1st Floor | Server Room | MDC Rack-2 | VARICOM | 42 | X7S-6242-RGB-B | FOC2550YHQC | 30 | CCH_Core Switch - Primary | switch | CISCO | C9500-16X | 10.60.50.1 | Te1/0/16 | Connected_to_CCH_1st_FLOOR_RED_BLOCK_SW_1_Te1/1/2
Yes | CCH | Modular Data Center | Chittagong Custom House Building | 1st Floor | Server Room | MDC Rack-2 | VARICOM | 42 | X7S-6242-RGB-B | FOC2550YHQC | 30 | CCH_Core Switch - Primary | switch | CISCO | C9500-16X | 10.60.50.1 | Te1/0/17 | Spare
Yes | CCH | Modular Data Center | Chittagong Custom House Building | 1st Floor | Server Room | MDC Rack-2 | VARICOM | 42 | X7S-6242-RGB-B | FOC2550YHQC | 30 | CCH_Core Switch - Primary | switch | CISCO | C9500-16X | 10.60.50.1 | Te1/0/18 | Connected_to_CCH_1st_Floor_Hall_Room_SW_03_Te1/1/1
Yes | CCH | Modular Data Center | Chittagong Custom House Building | 1st Floor | Server Room | MDC Rack-2 | VARICOM | 42 | X7S-6242-RGB-B | FOC2550YHQC | 30 | CCH_Core Switch - Primary | switch | CISCO | C9500-16X | 10.60.50.1 | Te1/0/19 | Spare
Yes | CCH | Modular Data Center | Chittagong Custom House Building | 1st Floor | Server Room | MDC Rack-2 | VARICOM | 42 | X7S-6242-RGB-B | FOC2550YHQC | 30 | CCH_Core Switch - Primary | switch | CISCO | C9500-16X | 10.60.50.1 | Te1/0/20 | Connected_to_CCH_1st_Floor_Hall_Room_SW_04_Te1/1/1
Yes | CCH | Modular Data Center | Chittagong Custom House Building | 1st Floor | Server Room | MDC Rack-2 | VARICOM | 42 | X7S-6242-RGB-B | FOC2550YHQC | 30 | CCH_Core Switch - Primary | switch | CISCO | C9500-16X | 10.60.50.1 | Te1/0/21 | Spare
Yes | CCH | Modular Data Center | Chittagong Custom House Building | 1st Floor | Server Room | MDC Rack-2 | VARICOM | 42 | X7S-6242-RGB-B | FOC2550YHQC | 30 | CCH_Core Switch - Primary | switch | CISCO | C9500-16X | 10.60.50.1 | Te1/0/22 | Spare
Yes | CCH | Modular Data Center | Chittagong Custom House Building | 1st Floor | Server Room | MDC Rack-2 | VARICOM | 42 | X7S-6242-RGB-B | FOC2550YHQC | 30 | CCH_Core Switch - Primary | switch | CISCO | C9500-16X | 10.60.50.1 | Te1/0/23 | Connected_to_CCH_1st_Floor_Sec_9AC_SW_5_Te1/1/1
Yes | CCH | Modular Data Center | Chittagong Custom House Building | 1st Floor | Server Room | MDC Rack-2 | VARICOM | 42 | X7S-6242-RGB-B | FOC2550YHQC | 30 | CCH_Core Switch - Primary | switch | CISCO | C9500-16X | 10.60.50.1 | Te1/0/24 | Spare
Yes | CCH | Modular Data Center | Chittagong Custom House Building | 1st Floor | Server Room | MDC Rack-2 | VARICOM | 42 | X7S-6242-RGB-B | FOC2550YHQC | 30 | CCH_Core Switch - Primary | switch | CISCO | C9500-16X | 10.60.50.1 | Te1/0/25 | Spare
Yes | CCH | Modular Data Center | Chittagong Custom House Building | 1st Floor | Server Room | MDC Rack-2 | VARICOM | 42 | X7S-6242-RGB-B | FOC2550YHQC | 30 | CCH_Core Switch - Primary | switch | CISCO | C9500-16X | 10.60.50.1 | Te1/0/26 | Connected_to_CCH_2nd_Floor_PCU_SW_Te1/1/1
Yes | CCH | Modular Data Center | Chittagong Custom House Building | 1st Floor | Server Room | MDC Rack-2 | VARICOM | 42 | X7S-6242-RGB-B | FOC2550YHQC | 30 | CCH_Core Switch - Primary | switch | CISCO | C9500-16X | 10.60.50.1 | Te1/0/27 | Connected_to_CCH_2nd_Floor_Auditorium_SW_Te1/1/1
Yes | CCH | Modular Data Center | Chittagong Custom House Building | 1st Floor | Server Room | MDC Rack-2 | VARICOM | 42 | X7S-6242-RGB-B | FOC2550YHQC | 30 | CCH_Core Switch - Primary | switch | CISCO | C9500-16X | 10.60.50.1 | Te1/0/28 | Connected_to_CCH_Air_Freight_SW_Gig_1/0/24
Yes | CCH | Modular Data Center | Chittagong Custom House Building | 1st Floor | Server Room | MDC Rack-2 | VARICOM | 42 | X7S-6242-RGB-B | FOC2550YHQC | 30 | CCH_Core Switch - Primary | switch | CISCO | C9500-16X | 10.60.50.1 | Te1/0/29 | Spare
Yes | CCH | Modular Data Center | Chittagong Custom House Building | 1st Floor | Server Room | MDC Rack-2 | VARICOM | 42 | X7S-6242-RGB-B | FOC2550YHQC | 30 | CCH_Core Switch - Primary | switch | CISCO | C9500-16X | 10.60.50.1 | Te1/0/30 | Connected_to_Third_Floor_Section-8A_SW_TE1/1/1
Yes | CCH | Modular Data Center | Chittagong Custom House Building | 1st Floor | Server Room | MDC Rack-2 | VARICOM | 42 | X7S-6242-RGB-B | FOC2550YHQC | 30 | CCH_Core Switch - Primary | switch | CISCO | C9500-16X | 10.60.50.1 | Te1/0/31 | Connected_to_CCH_SVR_FRM_SW_Gig1/0/25
Yes | CCH | Modular Data Center | Chittagong Custom House Building | 1st Floor | Server Room | MDC Rack-2 | VARICOM | 42 | X7S-6242-RGB-B | FOC2550YHQC | 30 | CCH_Core Switch - Primary | switch | CISCO | C9500-16X | 10.60.50.1 | Te1/0/32 | Connected_to_CCH_INT_RTR_1_Gig0/0/0
Yes | CCH | Modular Data Center | Chittagong Custom House Building | 1st Floor | Server Room | MDC Rack-2 | VARICOM | 42 | X7S-6242-RGB-B | FOC2550YHQC | 30 | CCH_Core Switch - Primary | switch | CISCO | C9500-16X | 10.60.50.1 | Te1/0/33 | Connected_to_CCH_CSW_02_MGMT_Port
Yes | CCH | Modular Data Center | Chittagong Custom House Building | 1st Floor | Server Room | MDC Rack-2 | VARICOM | 42 | X7S-6242-RGB-B | FOC2550YHQC | 30 | CCH_Core Switch - Primary | switch | CISCO | C9500-16X | 10.60.50.1 | Te1/0/34 | Spare
Yes | CCH | Modular Data Center | Chittagong Custom House Building | 1st Floor | Server Room | MDC Rack-2 | VARICOM | 42 | X7S-6242-RGB-B | FOC2550YHQC | 30 | CCH_Core Switch - Primary | switch | CISCO | C9500-16X | 10.60.50.1 | Te1/0/35 | Spare
Yes | CCH | Modular Data Center | Chittagong Custom House Building | 1st Floor | Server Room | MDC Rack-2 | VARICOM | 42 | X7S-6242-RGB-B | FOC2550YHQC | 30 | CCH_Core Switch - Primary | switch | CISCO | C9500-16X | 10.60.50.1 | Te1/0/36 | Spare
Yes | CCH | Modular Data Center | Chittagong Custom House Building | 1st Floor | Server Room | MDC Rack-2 | VARICOM | 42 | X7S-6242-RGB-B | FOC2550YHQC | 30 | CCH_Core Switch - Primary | switch | CISCO | C9500-16X | 10.60.50.1 | Te1/0/37 | Spare
Yes | CCH | Modular Data Center | Chittagong Custom House Building | 1st Floor | Server Room | MDC Rack-2 | VARICOM | 42 | X7S-6242-RGB-B | FOC2550YHQC | 30 | CCH_Core Switch - Primary | switch | CISCO | C9500-16X | 10.60.50.1 | Te1/0/38 | Connected_to_CCH_CSW_02_Gig1/0/38
Yes | CCH | Modular Data Center | Chittagong Custom House Building | 1st Floor | Server Room | MDC Rack-2 | VARICOM | 42 | X7S-6242-RGB-B | FOC2550YHQC | 30 | CCH_Core Switch - Primary | switch | CISCO | C9500-16X | 10.60.50.1 | Te1/0/39 | Connected_to_CCH_CSW_02_Gig1/0/39
Yes | CCH | Modular Data Center | Chittagong Custom House Building | 1st Floor | Server Room | MDC Rack-2 | VARICOM | 42 | X7S-6242-RGB-B | FOC2550YHQC | 30 | CCH_Core Switch - Primary | switch | CISCO | C9500-16X | 10.60.50.1 | Te1/0/40 | Connected_to_CCH_CSW_02_Gig1/0/40
Yes | CCH | Modular Data Center | Chittagong Custom House Building | 1st Floor | Server Room | MDC Rack-2 | VARICOM | 42 | X7S-6242-RGB-B | FOC2550YHQC | 30 | CCH_Core Switch - Primary | switch | CISCO | C9500-16X | 10.60.50.1 | Te1/0/41 | Spare
Yes | CCH | Modular Data Center | Chittagong Custom House Building | 1st Floor | Server Room | MDC Rack-2 | VARICOM | 42 | X7S-6242-RGB-B | FOC2550YHQC | 30 | CCH_Core Switch - Primary | switch | CISCO | C9500-16X | 10.60.50.1 | Te1/0/42 | Spare
Yes | CCH | Modular Data Center | Chittagong Custom House Building | 1st Floor | Server Room | MDC Rack-2 | VARICOM | 42 | X7S-6242-RGB-B | FOC2550YHQC | 30 | CCH_Core Switch - Primary | switch | CISCO | C9500-16X | 10.60.50.1 | Te1/0/43 | Spare
Yes | CCH | Modular Data Center | Chittagong Custom House Building | 1st Floor | Server Room | MDC Rack-2 | VARICOM | 42 | X7S-6242-RGB-B | FOC2550YHQC | 30 | CCH_Core Switch - Primary | switch | CISCO | C9500-16X | 10.60.50.1 | Te1/0/44 | Spare
Yes | CCH | Modular Data Center | Chittagong Custom House Building | 1st Floor | Server Room | MDC Rack-2 | VARICOM | 42 | X7S-6242-RGB-B | FOC2550YHQC | 30 | CCH_Core Switch - Primary | switch | CISCO | C9500-16X | 10.60.50.1 | Te1/0/45 | Spare
Yes | CCH | Modular Data Center | Chittagong Custom House Building | 1st Floor | Server Room | MDC Rack-2 | VARICOM | 42 | X7S-6242-RGB-B | FOC2550YHQC | 30 | CCH_Core Switch - Primary | switch | CISCO | C9500-16X | 10.60.50.1 | Te1/0/46 | Spare
Yes | CCH | Modular Data Center | Chittagong Custom House Building | 1st Floor | Server Room | MDC Rack-2 | VARICOM | 42 | X7S-6242-RGB-B | FOC2550YHQC | 30 | CCH_Core Switch - Primary | switch | CISCO | C9500-16X | 10.60.50.1 | Te1/0/47 | Spare
Yes | CCH | Modular Data Center | Chittagong Custom House Building | 1st Floor | Server Room | MDC Rack-2 | VARICOM | 42 | X7S-6242-RGB-B | FOC2550YHQC | 30 | CCH_Core Switch - Primary | switch | CISCO | C9500-16X | 10.60.50.1 | Te1/0/48 | Spare
Yes | CCH | Modular Data Center | Chittagong Custom House Building | 1st Floor | Server Room | MDC Rack-2 | VARICOM | 42 | X7S-6242-RGB-B | FOC2550YHQC | 30 | CCH_Core Switch - Primary | switch | CISCO | C9500-16X | 10.60.50.1 | Te1/1/1 | Spare
Yes | CCH | Modular Data Center | Chittagong Custom House Building | 1st Floor | Server Room | MDC Rack-2 | VARICOM | 42 | X7S-6242-RGB-B | FOC2550YHQC | 30 | CCH_Core Switch - Primary | switch | CISCO | C9500-16X | 10.60.50.1 | Te1/1/2 | Spare
Yes | CCH | Modular Data Center | Chittagong Custom House Building | 1st Floor | Server Room | MDC Rack-2 | VARICOM | 42 | X7S-6242-RGB-B | FOC2550YHQC | 30 | CCH_Core Switch - Primary | switch | CISCO | C9500-16X | 10.60.50.1 | Te1/1/3 | Spare
Yes | CCH | Modular Data Center | Chittagong Custom House Building | 1st Floor | Server Room | MDC Rack-2 | VARICOM | 42 | X7S-6242-RGB-B | FOC2550YHQC | 30 | CCH_Core Switch - Primary | switch | CISCO | C9500-16X | 10.60.50.1 | Te1/1/4 | Spare
Yes | CCH | Modular Data Center | Chittagong Custom House Building | 1st Floor | Server Room | MDC Rack-2 | VARICOM | 42 | X7S-6242-RGB-B | FOC2550YHRU | 28 | CCH_Core Switch - Secondary | switch | CISCO | C9500-16X | 10.60.50.1 | Te2/0/1 | Connected_to_CCH_INT_FW_01_Port_5
Yes | CCH | Modular Data Center | Chittagong Custom House Building | 1st Floor | Server Room | MDC Rack-2 | VARICOM | 42 | X7S-6242-RGB-B | FOC2550YHRU | 28 | CCH_Core Switch - Secondary | switch | CISCO | C9500-16X | 10.60.50.1 | Te2/0/2 | Connected_to_CCH_INT_FW_02_Port_5
Yes | CCH | Modular Data Center | Chittagong Custom House Building | 1st Floor | Server Room | MDC Rack-2 | VARICOM | 42 | X7S-6242-RGB-B | FOC2550YHRU | 28 | CCH_Core Switch - Secondary | switch | CISCO | C9500-16X | 10.60.50.1 | Te2/0/3 | Connected_to_CCH_1st_F_Red_BLOCK_SW_2_Te1/1/1
Yes | CCH | Modular Data Center | Chittagong Custom House Building | 1st Floor | Server Room | MDC Rack-2 | VARICOM | 42 | X7S-6242-RGB-B | FOC2550YHRU | 28 | CCH_Core Switch - Secondary | switch | CISCO | C9500-16X | 10.60.50.1 | Te2/0/4 | Spare
Yes | CCH | Modular Data Center | Chittagong Custom House Building | 1st Floor | Server Room | MDC Rack-2 | VARICOM | 42 | X7S-6242-RGB-B | FOC2550YHRU | 28 | CCH_Core Switch - Secondary | switch | CISCO | C9500-16X | 10.60.50.1 | Te2/0/5 | Spare
Yes | CCH | Modular Data Center | Chittagong Custom House Building | 1st Floor | Server Room | MDC Rack-2 | VARICOM | 42 | X7S-6242-RGB-B | FOC2550YHRU | 28 | CCH_Core Switch - Secondary | switch | CISCO | C9500-16X | 10.60.50.1 | Te2/0/6 | Spare
Yes | CCH | Modular Data Center | Chittagong Custom House Building | 1st Floor | Server Room | MDC Rack-2 | VARICOM | 42 | X7S-6242-RGB-B | FOC2550YHRU | 28 | CCH_Core Switch - Secondary | switch | CISCO | C9500-16X | 10.60.50.1 | Te2/0/7 | Connected_to_CCH_Officers_Quarter_SW_01_Te1/1/2
Yes | CCH | Modular Data Center | Chittagong Custom House Building | 1st Floor | Server Room | MDC Rack-2 | VARICOM | 42 | X7S-6242-RGB-B | FOC2550YHRU | 28 | CCH_Core Switch - Secondary | switch | CISCO | C9500-16X | 10.60.50.1 | Te2/0/8 | Connected_to_CCH_Officers_Quarter_SW_02_Te1/1/2
Yes | CCH | Modular Data Center | Chittagong Custom House Building | 1st Floor | Server Room | MDC Rack-2 | VARICOM | 42 | X7S-6242-RGB-B | FOC2550YHRU | 28 | CCH_Core Switch - Secondary | switch | CISCO | C9500-16X | 10.60.50.1 | Te2/0/9 | Connected_to_CCH_Officers_Quarter_SW_03_Te1/1/2
Yes | CCH | Modular Data Center | Chittagong Custom House Building | 1st Floor | Server Room | MDC Rack-2 | VARICOM | 42 | X7S-6242-RGB-B | FOC2550YHRU | 28 | CCH_Core Switch - Secondary | switch | CISCO | C9500-16X | 10.60.50.1 | Te2/0/10 | Spare
Yes | CCH | Modular Data Center | Chittagong Custom House Building | 1st Floor | Server Room | MDC Rack-2 | VARICOM | 42 | X7S-6242-RGB-B | FOC2550YHRU | 28 | CCH_Core Switch - Secondary | switch | CISCO | C9500-16X | 10.60.50.1 | Te2/0/11 | Spare
Yes | CCH | Modular Data Center | Chittagong Custom House Building | 1st Floor | Server Room | MDC Rack-2 | VARICOM | 42 | X7S-6242-RGB-B | FOC2550YHRU | 28 | CCH_Core Switch - Secondary | switch | CISCO | C9500-16X | 10.60.50.1 | Te2/0/12 | Connected_to_CCH_GND_FLOOR_Budget_section_SW_02_Te1/1/2
Yes | CCH | Modular Data Center | Chittagong Custom House Building | 1st Floor | Server Room | MDC Rack-2 | VARICOM | 42 | X7S-6242-RGB-B | FOC2550YHRU | 28 | CCH_Core Switch - Secondary | switch | CISCO | C9500-16X | 10.60.50.1 | Te2/0/13 | Spare
Yes | CCH | Modular Data Center | Chittagong Custom House Building | 1st Floor | Server Room | MDC Rack-2 | VARICOM | 42 | X7S-6242-RGB-B | FOC2550YHRU | 28 | CCH_Core Switch - Secondary | switch | CISCO | C9500-16X | 10.60.50.1 | Te2/0/14 | Spare
Yes | CCH | Modular Data Center | Chittagong Custom House Building | 1st Floor | Server Room | MDC Rack-2 | VARICOM | 42 | X7S-6242-RGB-B | FOC2550YHRU | 28 | CCH_Core Switch - Secondary | switch | CISCO | C9500-16X | 10.60.50.1 | Te2/0/15 | Connected_to_CCH_GND_FLOOR_Subteam_14_SW_03_Te1/1/2
Yes | CCH | Modular Data Center | Chittagong Custom House Building | 1st Floor | Server Room | MDC Rack-2 | VARICOM | 42 | X7S-6242-RGB-B | FOC2550YHRU | 28 | CCH_Core Switch - Secondary | switch | CISCO | C9500-16X | 10.60.50.1 | Te2/0/16 | Connected_to_CCH_1st_FLOOR_RED_BLOCK_SW_1_Te1/1/1
Yes | CCH | Modular Data Center | Chittagong Custom House Building | 1st Floor | Server Room | MDC Rack-2 | VARICOM | 42 | X7S-6242-RGB-B | FOC2550YHRU | 28 | CCH_Core Switch - Secondary | switch | CISCO | C9500-16X | 10.60.50.1 | Te2/0/17 | Spare
Yes | CCH | Modular Data Center | Chittagong Custom House Building | 1st Floor | Server Room | MDC Rack-2 | VARICOM | 42 | X7S-6242-RGB-B | FOC2550YHRU | 28 | CCH_Core Switch - Secondary | switch | CISCO | C9500-16X | 10.60.50.1 | Te2/0/18 | Connected_to_CCH_1st_Floor_Hall_Room_SW_03_Te1/1/2
Yes | CCH | Modular Data Center | Chittagong Custom House Building | 1st Floor | Server Room | MDC Rack-2 | VARICOM | 42 | X7S-6242-RGB-B | FOC2550YHRU | 28 | CCH_Core Switch - Secondary | switch | CISCO | C9500-16X | 10.60.50.1 | Te2/0/19 | Spare
Yes | CCH | Modular Data Center | Chittagong Custom House Building | 1st Floor | Server Room | MDC Rack-2 | VARICOM | 42 | X7S-6242-RGB-B | FOC2550YHRU | 28 | CCH_Core Switch - Secondary | switch | CISCO | C9500-16X | 10.60.50.1 | Te2/0/20 | Connected_to_CCH_1st_Floor_Hall_Room_SW_04_Te1/1/2
Yes | CCH | Modular Data Center | Chittagong Custom House Building | 1st Floor | Server Room | MDC Rack-2 | VARICOM | 42 | X7S-6242-RGB-B | FOC2550YHRU | 28 | CCH_Core Switch - Secondary | switch | CISCO | C9500-16X | 10.60.50.1 | Te2/0/21 | Spare
Yes | CCH | Modular Data Center | Chittagong Custom House Building | 1st Floor | Server Room | MDC Rack-2 | VARICOM | 42 | X7S-6242-RGB-B | FOC2550YHRU | 28 | CCH_Core Switch - Secondary | switch | CISCO | C9500-16X | 10.60.50.1 | Te2/0/22 | Spare
Yes | CCH | Modular Data Center | Chittagong Custom House Building | 1st Floor | Server Room | MDC Rack-2 | VARICOM | 42 | X7S-6242-RGB-B | FOC2550YHRU | 28 | CCH_Core Switch - Secondary | switch | CISCO | C9500-16X | 10.60.50.1 | Te2/0/23 | Connected_to_CCH_1st_Floor_Sec_9AC_SW_5_Te1/1/2
Yes | CCH | Modular Data Center | Chittagong Custom House Building | 1st Floor | Server Room | MDC Rack-2 | VARICOM | 42 | X7S-6242-RGB-B | FOC2550YHRU | 28 | CCH_Core Switch - Secondary | switch | CISCO | C9500-16X | 10.60.50.1 | Te2/0/24 | Spare
Yes | CCH | Modular Data Center | Chittagong Custom House Building | 1st Floor | Server Room | MDC Rack-2 | VARICOM | 42 | X7S-6242-RGB-B | FOC2550YHRU | 28 | CCH_Core Switch - Secondary | switch | CISCO | C9500-16X | 10.60.50.1 | Te2/0/25 | Spare
Yes | CCH | Modular Data Center | Chittagong Custom House Building | 1st Floor | Server Room | MDC Rack-2 | VARICOM | 42 | X7S-6242-RGB-B | FOC2550YHRU | 28 | CCH_Core Switch - Secondary | switch | CISCO | C9500-16X | 10.60.50.1 | Te2/0/26 | Connected_to_CCH_2nd_Floor_PCU_SW_Te1/1/2
Yes | CCH | Modular Data Center | Chittagong Custom House Building | 1st Floor | Server Room | MDC Rack-2 | VARICOM | 42 | X7S-6242-RGB-B | FOC2550YHRU | 28 | CCH_Core Switch - Secondary | switch | CISCO | C9500-16X | 10.60.50.1 | Te2/0/27 | Connected_to_CCH_2nd_Floor_Auditorium_SW_Te1/1/2
Yes | CCH | Modular Data Center | Chittagong Custom House Building | 1st Floor | Server Room | MDC Rack-2 | VARICOM | 42 | X7S-6242-RGB-B | FOC2550YHRU | 28 | CCH_Core Switch - Secondary | switch | CISCO | C9500-16X | 10.60.50.1 | Te2/0/28 | Spare
Yes | CCH | Modular Data Center | Chittagong Custom House Building | 1st Floor | Server Room | MDC Rack-2 | VARICOM | 42 | X7S-6242-RGB-B | FOC2550YHRU | 28 | CCH_Core Switch - Secondary | switch | CISCO | C9500-16X | 10.60.50.1 | Te2/0/29 | Spare
Yes | CCH | Modular Data Center | Chittagong Custom House Building | 1st Floor | Server Room | MDC Rack-2 | VARICOM | 42 | X7S-6242-RGB-B | FOC2550YHRU | 28 | CCH_Core Switch - Secondary | switch | CISCO | C9500-16X | 10.60.50.1 | Te2/0/30 | Connected_to_Third_Floor_Section-8A_SW_TE1/1/2
Yes | CCH | Modular Data Center | Chittagong Custom House Building | 1st Floor | Server Room | MDC Rack-2 | VARICOM | 42 | X7S-6242-RGB-B | FOC2550YHRU | 28 | CCH_Core Switch - Secondary | switch | CISCO | C9500-16X | 10.60.50.1 | Te2/0/31 | Spare
Yes | CCH | Modular Data Center | Chittagong Custom House Building | 1st Floor | Server Room | MDC Rack-2 | VARICOM | 42 | X7S-6242-RGB-B | FOC2550YHRU | 28 | CCH_Core Switch - Secondary | switch | CISCO | C9500-16X | 10.60.50.1 | Te2/0/32 | Spare
Yes | CCH | Modular Data Center | Chittagong Custom House Building | 1st Floor | Server Room | MDC Rack-2 | VARICOM | 42 | X7S-6242-RGB-B | FOC2550YHRU | 28 | CCH_Core Switch - Secondary | switch | CISCO | C9500-16X | 10.60.50.1 | Te2/0/33 | Connected_to_CCH_INT_FW_02_MGMT_Port
Yes | CCH | Modular Data Center | Chittagong Custom House Building | 1st Floor | Server Room | MDC Rack-2 | VARICOM | 42 | X7S-6242-RGB-B | FOC2550YHRU | 28 | CCH_Core Switch - Secondary | switch | CISCO | C9500-16X | 10.60.50.1 | Te2/0/34 | Spare
Yes | CCH | Modular Data Center | Chittagong Custom House Building | 1st Floor | Server Room | MDC Rack-2 | VARICOM | 42 | X7S-6242-RGB-B | FOC2550YHRU | 28 | CCH_Core Switch - Secondary | switch | CISCO | C9500-16X | 10.60.50.1 | Te2/0/35 | Spare
Yes | CCH | Modular Data Center | Chittagong Custom House Building | 1st Floor | Server Room | MDC Rack-2 | VARICOM | 42 | X7S-6242-RGB-B | FOC2550YHRU | 28 | CCH_Core Switch - Secondary | switch | CISCO | C9500-16X | 10.60.50.1 | Te2/0/36 | Spare
Yes | CCH | Modular Data Center | Chittagong Custom House Building | 1st Floor | Server Room | MDC Rack-2 | VARICOM | 42 | X7S-6242-RGB-B | FOC2550YHRU | 28 | CCH_Core Switch - Secondary | switch | CISCO | C9500-16X | 10.60.50.1 | Te2/0/37 | Spare
Yes | CCH | Modular Data Center | Chittagong Custom House Building | 1st Floor | Server Room | MDC Rack-2 | VARICOM | 42 | X7S-6242-RGB-B | FOC2550YHRU | 28 | CCH_Core Switch - Secondary | switch | CISCO | C9500-16X | 10.60.50.1 | Te2/0/38 | Connected_to_CCH_CSW_01_Gig1/0/38
Yes | CCH | Modular Data Center | Chittagong Custom House Building | 1st Floor | Server Room | MDC Rack-2 | VARICOM | 42 | X7S-6242-RGB-B | FOC2550YHRU | 28 | CCH_Core Switch - Secondary | switch | CISCO | C9500-16X | 10.60.50.1 | Te2/0/39 | Connected_to_CCH_CSW_01_Gig1/0/39
Yes | CCH | Modular Data Center | Chittagong Custom House Building | 1st Floor | Server Room | MDC Rack-2 | VARICOM | 42 | X7S-6242-RGB-B | FOC2550YHRU | 28 | CCH_Core Switch - Secondary | switch | CISCO | C9500-16X | 10.60.50.1 | Te2/0/40 | Connected_to_CCH_CSW_01_Gig1/0/40
Yes | CCH | Modular Data Center | Chittagong Custom House Building | 1st Floor | Server Room | MDC Rack-2 | VARICOM | 42 | X7S-6242-RGB-B | FOC2550YHRU | 28 | CCH_Core Switch - Secondary | switch | CISCO | C9500-16X | 10.60.50.1 | Te2/0/41 | Spare
Yes | CCH | Modular Data Center | Chittagong Custom House Building | 1st Floor | Server Room | MDC Rack-2 | VARICOM | 42 | X7S-6242-RGB-B | FOC2550YHRU | 28 | CCH_Core Switch - Secondary | switch | CISCO | C9500-16X | 10.60.50.1 | Te2/0/42 | Spare
Yes | CCH | Modular Data Center | Chittagong Custom House Building | 1st Floor | Server Room | MDC Rack-2 | VARICOM | 42 | X7S-6242-RGB-B | FOC2550YHRU | 28 | CCH_Core Switch - Secondary | switch | CISCO | C9500-16X | 10.60.50.1 | Te2/0/43 | Spare
Yes | CCH | Modular Data Center | Chittagong Custom House Building | 1st Floor | Server Room | MDC Rack-2 | VARICOM | 42 | X7S-6242-RGB-B | FOC2550YHRU | 28 | CCH_Core Switch - Secondary | switch | CISCO | C9500-16X | 10.60.50.1 | Te2/0/44 | Spare
Yes | CCH | Modular Data Center | Chittagong Custom House Building | 1st Floor | Server Room | MDC Rack-2 | VARICOM | 42 | X7S-6242-RGB-B | FOC2550YHRU | 28 | CCH_Core Switch - Secondary | switch | CISCO | C9500-16X | 10.60.50.1 | Te2/0/45 | Spare
Yes | CCH | Modular Data Center | Chittagong Custom House Building | 1st Floor | Server Room | MDC Rack-2 | VARICOM | 42 | X7S-6242-RGB-B | FOC2550YHRU | 28 | CCH_Core Switch - Secondary | switch | CISCO | C9500-16X | 10.60.50.1 | Te2/0/46 | Spare
Yes | CCH | Modular Data Center | Chittagong Custom House Building | 1st Floor | Server Room | MDC Rack-2 | VARICOM | 42 | X7S-6242-RGB-B | FOC2550YHRU | 28 | CCH_Core Switch - Secondary | switch | CISCO | C9500-16X | 10.60.50.1 | Te2/0/47 | Spare
Yes | CCH | Modular Data Center | Chittagong Custom House Building | 1st Floor | Server Room | MDC Rack-2 | VARICOM | 42 | X7S-6242-RGB-B | FOC2550YHRU | 28 | CCH_Core Switch - Secondary | switch | CISCO | C9500-16X | 10.60.50.1 | Te2/0/48 | Spare
Yes | CCH | Modular Data Center | Chittagong Custom House Building | 1st Floor | Server Room | MDC Rack-2 | VARICOM | 42 | X7S-6242-RGB-B | FOC2550YHRU | 28 | CCH_Core Switch - Secondary | switch | CISCO | C9500-16X | 10.60.50.1 | Te2/1/1 | Spare
Yes | CCH | Modular Data Center | Chittagong Custom House Building | 1st Floor | Server Room | MDC Rack-2 | VARICOM | 42 | X7S-6242-RGB-B | FOC2550YHRU | 28 | CCH_Core Switch - Secondary | switch | CISCO | C9500-16X | 10.60.50.1 | Te2/1/2 | Spare
Yes | CCH | Modular Data Center | Chittagong Custom House Building | 1st Floor | Server Room | MDC Rack-2 | VARICOM | 42 | X7S-6242-RGB-B | FOC2550YHRU | 28 | CCH_Core Switch - Secondary | switch | CISCO | C9500-16X | 10.60.50.1 | Te2/1/3 | Spare
Yes | CCH | Modular Data Center | Chittagong Custom House Building | 1st Floor | Server Room | MDC Rack-2 | VARICOM | 42 | X7S-6242-RGB-B | FOC2550YHRU | 28 | CCH_Core Switch - Secondary | switch | CISCO | C9500-16X | 10.60.50.1 | Te2/1/4 | Spare
Yes | CCH | Customs Campus Area | Chattogram Customs Building | 2nd Floor | Auditorium | Rack-08 | VIVANCO | 15 | VSA.6615.01.10e | JAE264318L9 | 5 | CCH_Auditorium_SW_01 | switch | CISCO | C9200-48T-E | 10.60.50.36 | Gi1/0/1 | Spare
Yes | CCH | Customs Campus Area | Chattogram Customs Building | 2nd Floor | Auditorium | Rack-08 | VIVANCO | 15 | VSA.6615.01.10e | JAE264318L9 | 5 | CCH_Auditorium_SW_01 | switch | CISCO | C9200-48T-E | 10.60.50.36 | Gi1/0/2 | Spare
Yes | CCH | Customs Campus Area | Chattogram Customs Building | 2nd Floor | Auditorium | Rack-08 | VIVANCO | 15 | VSA.6615.01.10e | JAE264318L9 | 5 | CCH_Auditorium_SW_01 | switch | CISCO | C9200-48T-E | 10.60.50.36 | Gi1/0/3 | Preventive Section Computer Operator
Yes | CCH | Customs Campus Area | Chattogram Customs Building | 2nd Floor | Auditorium | Rack-08 | VIVANCO | 15 | VSA.6615.01.10e | JAE264318L9 | 5 | CCH_Auditorium_SW_01 | switch | CISCO | C9200-48T-E | 10.60.50.36 | Gi1/0/4 | Preventive Section S.A.E
Yes | CCH | Customs Campus Area | Chattogram Customs Building | 2nd Floor | Auditorium | Rack-08 | VIVANCO | 15 | VSA.6615.01.10e | JAE264318L9 | 5 | CCH_Auditorium_SW_01 | switch | CISCO | C9200-48T-E | 10.60.50.36 | Gi1/0/5 | Spare
Yes | CCH | Customs Campus Area | Chattogram Customs Building | 2nd Floor | Auditorium | Rack-08 | VIVANCO | 15 | VSA.6615.01.10e | JAE264318L9 | 5 | CCH_Auditorium_SW_01 | switch | CISCO | C9200-48T-E | 10.60.50.36 | Gi1/0/6 | Spare
Yes | CCH | Customs Campus Area | Chattogram Customs Building | 2nd Floor | Auditorium | Rack-08 | VIVANCO | 15 | VSA.6615.01.10e | JAE264318L9 | 5 | CCH_Auditorium_SW_01 | switch | CISCO | C9200-48T-E | 10.60.50.36 | Gi1/0/7 | Spare
Yes | CCH | Customs Campus Area | Chattogram Customs Building | 2nd Floor | Auditorium | Rack-08 | VIVANCO | 15 | VSA.6615.01.10e | JAE264318L9 | 5 | CCH_Auditorium_SW_01 | switch | CISCO | C9200-48T-E | 10.60.50.36 | Gi1/0/8 | Spare
Yes | CCH | Customs Campus Area | Chattogram Customs Building | 2nd Floor | Auditorium | Rack-08 | VIVANCO | 15 | VSA.6615.01.10e | JAE264318L9 | 5 | CCH_Auditorium_SW_01 | switch | CISCO | C9200-48T-E | 10.60.50.36 | Gi1/0/9 | Section 7B ARO
Yes | CCH | Customs Campus Area | Chattogram Customs Building | 2nd Floor | Auditorium | Rack-08 | VIVANCO | 15 | VSA.6615.01.10e | JAE264318L9 | 5 | CCH_Auditorium_SW_01 | switch | CISCO | C9200-48T-E | 10.60.50.36 | Gi1/0/10 | Spare
Yes | CCH | Customs Campus Area | Chattogram Customs Building | 2nd Floor | Auditorium | Rack-08 | VIVANCO | 15 | VSA.6615.01.10e | JAE264318L9 | 5 | CCH_Auditorium_SW_01 | switch | CISCO | C9200-48T-E | 10.60.50.36 | Gi1/0/11 | Spare
Yes | CCH | Customs Campus Area | Chattogram Customs Building | 2nd Floor | Auditorium | Rack-08 | VIVANCO | 15 | VSA.6615.01.10e | JAE264318L9 | 5 | CCH_Auditorium_SW_01 | switch | CISCO | C9200-48T-E | 10.60.50.36 | Gi1/0/12 | Spare
Yes | CCH | Customs Campus Area | Chattogram Customs Building | 2nd Floor | Auditorium | Rack-08 | VIVANCO | 15 | VSA.6615.01.10e | JAE264318L9 | 5 | CCH_Auditorium_SW_01 | switch | CISCO | C9200-48T-E | 10.60.50.36 | Gi1/0/13 | Spare
Yes | CCH | Customs Campus Area | Chattogram Customs Building | 2nd Floor | Auditorium | Rack-08 | VIVANCO | 15 | VSA.6615.01.10e | JAE264318L9 | 5 | CCH_Auditorium_SW_01 | switch | CISCO | C9200-48T-E | 10.60.50.36 | Gi1/0/14 | Spare
Yes | CCH | Customs Campus Area | Chattogram Customs Building | 2nd Floor | Auditorium | Rack-08 | VIVANCO | 15 | VSA.6615.01.10e | JAE264318L9 | 5 | CCH_Auditorium_SW_01 | switch | CISCO | C9200-48T-E | 10.60.50.36 | Gi1/0/15 | Spare
Yes | CCH | Customs Campus Area | Chattogram Customs Building | 2nd Floor | Auditorium | Rack-08 | VIVANCO | 15 | VSA.6615.01.10e | JAE264318L9 | 5 | CCH_Auditorium_SW_01 | switch | CISCO | C9200-48T-E | 10.60.50.36 | Gi1/0/16 | Section 1A ARO
Yes | CCH | Customs Campus Area | Chattogram Customs Building | 2nd Floor | Auditorium | Rack-08 | VIVANCO | 15 | VSA.6615.01.10e | JAE264318L9 | 5 | CCH_Auditorium_SW_01 | switch | CISCO | C9200-48T-E | 10.60.50.36 | Gi1/0/17 | Spare
Yes | CCH | Customs Campus Area | Chattogram Customs Building | 2nd Floor | Auditorium | Rack-08 | VIVANCO | 15 | VSA.6615.01.10e | JAE264318L9 | 5 | CCH_Auditorium_SW_01 | switch | CISCO | C9200-48T-E | 10.60.50.36 | Gi1/0/18 | Section 1B ARO
Yes | CCH | Customs Campus Area | Chattogram Customs Building | 2nd Floor | Auditorium | Rack-08 | VIVANCO | 15 | VSA.6615.01.10e | JAE264318L9 | 5 | CCH_Auditorium_SW_01 | switch | CISCO | C9200-48T-E | 10.60.50.36 | Gi1/0/19 | Spare
Yes | CCH | Customs Campus Area | Chattogram Customs Building | 2nd Floor | Auditorium | Rack-08 | VIVANCO | 15 | VSA.6615.01.10e | JAE264318L9 | 5 | CCH_Auditorium_SW_01 | switch | CISCO | C9200-48T-E | 10.60.50.36 | Gi1/0/20 | Section 7B ARO
Yes | CCH | Customs Campus Area | Chattogram Customs Building | 2nd Floor | Auditorium | Rack-08 | VIVANCO | 15 | VSA.6615.01.10e | JAE264318L9 | 5 | CCH_Auditorium_SW_01 | switch | CISCO | C9200-48T-E | 10.60.50.36 | Gi1/0/21 | Section 1B RO
Yes | CCH | Customs Campus Area | Chattogram Customs Building | 2nd Floor | Auditorium | Rack-08 | VIVANCO | 15 | VSA.6615.01.10e | JAE264318L9 | 5 | CCH_Auditorium_SW_01 | switch | CISCO | C9200-48T-E | 10.60.50.36 | Gi1/0/22 | Spare
Yes | CCH | Customs Campus Area | Chattogram Customs Building | 2nd Floor | Auditorium | Rack-08 | VIVANCO | 15 | VSA.6615.01.10e | JAE264318L9 | 5 | CCH_Auditorium_SW_01 | switch | CISCO | C9200-48T-E | 10.60.50.36 | Gi1/0/23 | Spare
Yes | CCH | Customs Campus Area | Chattogram Customs Building | 2nd Floor | Auditorium | Rack-08 | VIVANCO | 15 | VSA.6615.01.10e | JAE264318L9 | 5 | CCH_Auditorium_SW_01 | switch | CISCO | C9200-48T-E | 10.60.50.36 | Gi1/0/24 | Section 7B ARO
Yes | CCH | Customs Campus Area | Chattogram Customs Building | 2nd Floor | Auditorium | Rack-08 | VIVANCO | 15 | VSA.6615.01.10e | JAE264318L9 | 5 | CCH_Auditorium_SW_01 | switch | CISCO | C9200-48T-E | 10.60.50.36 | Gi1/0/25 | Spare
Yes | CCH | Customs Campus Area | Chattogram Customs Building | 2nd Floor | Auditorium | Rack-08 | VIVANCO | 15 | VSA.6615.01.10e | JAE264318L9 | 5 | CCH_Auditorium_SW_01 | switch | CISCO | C9200-48T-E | 10.60.50.36 | Gi1/0/26 | Spare
Yes | CCH | Customs Campus Area | Chattogram Customs Building | 2nd Floor | Auditorium | Rack-08 | VIVANCO | 15 | VSA.6615.01.10e | JAE264318L9 | 5 | CCH_Auditorium_SW_01 | switch | CISCO | C9200-48T-E | 10.60.50.36 | Gi1/0/27 | Section 1A ARO
Yes | CCH | Customs Campus Area | Chattogram Customs Building | 2nd Floor | Auditorium | Rack-08 | VIVANCO | 15 | VSA.6615.01.10e | JAE264318L9 | 5 | CCH_Auditorium_SW_01 | switch | CISCO | C9200-48T-E | 10.60.50.36 | Gi1/0/28 | Section 1B ARO
Yes | CCH | Customs Campus Area | Chattogram Customs Building | 2nd Floor | Auditorium | Rack-08 | VIVANCO | 15 | VSA.6615.01.10e | JAE264318L9 | 5 | CCH_Auditorium_SW_01 | switch | CISCO | C9200-48T-E | 10.60.50.36 | Gi1/0/29 | Section 7B RO
Yes | CCH | Customs Campus Area | Chattogram Customs Building | 2nd Floor | Auditorium | Rack-08 | VIVANCO | 15 | VSA.6615.01.10e | JAE264318L9 | 5 | CCH_Auditorium_SW_01 | switch | CISCO | C9200-48T-E | 10.60.50.36 | Gi1/0/30 | Spare
Yes | CCH | Customs Campus Area | Chattogram Customs Building | 2nd Floor | Auditorium | Rack-08 | VIVANCO | 15 | VSA.6615.01.10e | JAE264318L9 | 5 | CCH_Auditorium_SW_01 | switch | CISCO | C9200-48T-E | 10.60.50.36 | Gi1/0/31 | Spare
Yes | CCH | Customs Campus Area | Chattogram Customs Building | 2nd Floor | Auditorium | Rack-08 | VIVANCO | 15 | VSA.6615.01.10e | JAE264318L9 | 5 | CCH_Auditorium_SW_01 | switch | CISCO | C9200-48T-E | 10.60.50.36 | Gi1/0/32 | Spare
Yes | CCH | Customs Campus Area | Chattogram Customs Building | 2nd Floor | Auditorium | Rack-08 | VIVANCO | 15 | VSA.6615.01.10e | JAE264318L9 | 5 | CCH_Auditorium_SW_01 | switch | CISCO | C9200-48T-E | 10.60.50.36 | Gi1/0/33 | Spare
Yes | CCH | Customs Campus Area | Chattogram Customs Building | 2nd Floor | Auditorium | Rack-08 | VIVANCO | 15 | VSA.6615.01.10e | JAE264318L9 | 5 | CCH_Auditorium_SW_01 | switch | CISCO | C9200-48T-E | 10.60.50.36 | Gi1/0/34 | Spare
Yes | CCH | Customs Campus Area | Chattogram Customs Building | 2nd Floor | Auditorium | Rack-08 | VIVANCO | 15 | VSA.6615.01.10e | JAE264318L9 | 5 | CCH_Auditorium_SW_01 | switch | CISCO | C9200-48T-E | 10.60.50.36 | Gi1/0/35 | Spare
Yes | CCH | Customs Campus Area | Chattogram Customs Building | 2nd Floor | Auditorium | Rack-08 | VIVANCO | 15 | VSA.6615.01.10e | JAE264318L9 | 5 | CCH_Auditorium_SW_01 | switch | CISCO | C9200-48T-E | 10.60.50.36 | Gi1/0/36 | Spare
Yes | CCH | Customs Campus Area | Chattogram Customs Building | 2nd Floor | Auditorium | Rack-08 | VIVANCO | 15 | VSA.6615.01.10e | JAE264318L9 | 5 | CCH_Auditorium_SW_01 | switch | CISCO | C9200-48T-E | 10.60.50.36 | Gi1/0/37 | Spare
Yes | CCH | Customs Campus Area | Chattogram Customs Building | 2nd Floor | Auditorium | Rack-08 | VIVANCO | 15 | VSA.6615.01.10e | JAE264318L9 | 5 | CCH_Auditorium_SW_01 | switch | CISCO | C9200-48T-E | 10.60.50.36 | Gi1/0/38 | Spare
Yes | CCH | Customs Campus Area | Chattogram Customs Building | 2nd Floor | Auditorium | Rack-08 | VIVANCO | 15 | VSA.6615.01.10e | JAE264318L9 | 5 | CCH_Auditorium_SW_01 | switch | CISCO | C9200-48T-E | 10.60.50.36 | Gi1/0/39 | Spare
Yes | CCH | Customs Campus Area | Chattogram Customs Building | 2nd Floor | Auditorium | Rack-08 | VIVANCO | 15 | VSA.6615.01.10e | JAE264318L9 | 5 | CCH_Auditorium_SW_01 | switch | CISCO | C9200-48T-E | 10.60.50.36 | Gi1/0/40 | Spare
Yes | CCH | Customs Campus Area | Chattogram Customs Building | 2nd Floor | Auditorium | Rack-08 | VIVANCO | 15 | VSA.6615.01.10e | JAE264318L9 | 5 | CCH_Auditorium_SW_01 | switch | CISCO | C9200-48T-E | 10.60.50.36 | Gi1/0/41 | Spare
Yes | CCH | Customs Campus Area | Chattogram Customs Building | 2nd Floor | Auditorium | Rack-08 | VIVANCO | 15 | VSA.6615.01.10e | JAE264318L9 | 5 | CCH_Auditorium_SW_01 | switch | CISCO | C9200-48T-E | 10.60.50.36 | Gi1/0/42 | Spare
Yes | CCH | Customs Campus Area | Chattogram Customs Building | 2nd Floor | Auditorium | Rack-08 | VIVANCO | 15 | VSA.6615.01.10e | JAE264318L9 | 5 | CCH_Auditorium_SW_01 | switch | CISCO | C9200-48T-E | 10.60.50.36 | Gi1/0/43 | Section 7B ARO
Yes | CCH | Customs Campus Area | Chattogram Customs Building | 2nd Floor | Auditorium | Rack-08 | VIVANCO | 15 | VSA.6615.01.10e | JAE264318L9 | 5 | CCH_Auditorium_SW_01 | switch | CISCO | C9200-48T-E | 10.60.50.36 | Gi1/0/44 | Section 1B ARO
Yes | CCH | Customs Campus Area | Chattogram Customs Building | 2nd Floor | Auditorium | Rack-08 | VIVANCO | 15 | VSA.6615.01.10e | JAE264318L9 | 5 | CCH_Auditorium_SW_01 | switch | CISCO | C9200-48T-E | 10.60.50.36 | Gi1/0/45 | Section 1A ARO
Yes | CCH | Customs Campus Area | Chattogram Customs Building | 2nd Floor | Auditorium | Rack-08 | VIVANCO | 15 | VSA.6615.01.10e | JAE264318L9 | 5 | CCH_Auditorium_SW_01 | switch | CISCO | C9200-48T-E | 10.60.50.36 | Gi1/0/46 | Section 1A RO
Yes | CCH | Customs Campus Area | Chattogram Customs Building | 2nd Floor | Auditorium | Rack-08 | VIVANCO | 15 | VSA.6615.01.10e | JAE264318L9 | 5 | CCH_Auditorium_SW_01 | switch | CISCO | C9200-48T-E | 10.60.50.36 | Gi1/0/47 | Spare
Yes | CCH | Customs Campus Area | Chattogram Customs Building | 2nd Floor | Auditorium | Rack-08 | VIVANCO | 15 | VSA.6615.01.10e | JAE264318L9 | 5 | CCH_Auditorium_SW_01 | switch | CISCO | C9200-48T-E | 10.60.50.36 | Gi1/0/48 | Section 1A ARO
| CCH | Customs Campus Area | Chattogram Customs Building | 2nd Floor | Auditorium | Rack-08 | VIVANCO | 15 | VSA.6615.01.10e | JAE264318L9 | 5 | CCH_Auditorium_SW_01 | switch | CISCO | C9200-48T-E | 10.60.50.36 | Te1/1/1 | Connected_to_CCH_1st_Floor_Core_SW_Te1/0/27
| CCH | Customs Campus Area | Chattogram Customs Building | 2nd Floor | Auditorium | Rack-08 | VIVANCO | 15 | VSA.6615.01.10e | JAE264318L9 | 5 | CCH_Auditorium_SW_01 | switch | CISCO | C9200-48T-E | 10.60.50.36 | Te1/1/2 | Connected_to_CCH_1st_Floor_Core_SW_Te2/0/27
| CCH | Customs Campus Area | Chattogram Customs Building | 2nd Floor | Auditorium | Rack-08 | VIVANCO | 15 | VSA.6615.01.10e | JAE264318L9 | 5 | CCH_Auditorium_SW_01 | switch | CISCO | C9200-48T-E | 10.60.50.36 | Te1/1/3 | Spare
| CCH | Customs Campus Area | Chattogram Customs Building | 2nd Floor | Auditorium | Rack-08 | VIVANCO | 15 | VSA.6615.01.10e | JAE264318L9 | 5 | CCH_Auditorium_SW_01 | switch | CISCO | C9200-48T-E | 10.60.50.36 | Te1/1/4 | Spare
Yes | CCH | Customs Campus Area | Chattogram Customs Building | 2nd Floor | PCU | Rack-09 | VIVANCO | 15 | VSA.6615.01.10e | JAE2643174C | 5 | CCH_PCU_SW_02 | switch | CISCO | C9200-48T-E | 10.60.50.37 | Gi1/0/1 | Spare
Yes | CCH | Customs Campus Area | Chattogram Customs Building | 2nd Floor | PCU | Rack-09 | VIVANCO | 15 | VSA.6615.01.10e | JAE2643174C | 5 | CCH_PCU_SW_02 | switch | CISCO | C9200-48T-E | 10.60.50.37 | Gi1/0/2 | Spare
Yes | CCH | Customs Campus Area | Chattogram Customs Building | 2nd Floor | PCU | Rack-09 | VIVANCO | 15 | VSA.6615.01.10e | JAE2643174C | 5 | CCH_PCU_SW_02 | switch | CISCO | C9200-48T-E | 10.60.50.37 | Gi1/0/3 | Spare
Yes | CCH | Customs Campus Area | Chattogram Customs Building | 2nd Floor | PCU | Rack-09 | VIVANCO | 15 | VSA.6615.01.10e | JAE2643174C | 5 | CCH_PCU_SW_02 | switch | CISCO | C9200-48T-E | 10.60.50.37 | Gi1/0/4 | Spare
Yes | CCH | Customs Campus Area | Chattogram Customs Building | 2nd Floor | PCU | Rack-09 | VIVANCO | 15 | VSA.6615.01.10e | JAE2643174C | 5 | CCH_PCU_SW_02 | switch | CISCO | C9200-48T-E | 10.60.50.37 | Gi1/0/5 | Spare
Yes | CCH | Customs Campus Area | Chattogram Customs Building | 2nd Floor | PCU | Rack-09 | VIVANCO | 15 | VSA.6615.01.10e | JAE2643174C | 5 | CCH_PCU_SW_02 | switch | CISCO | C9200-48T-E | 10.60.50.37 | Gi1/0/6 | Spare
Yes | CCH | Customs Campus Area | Chattogram Customs Building | 2nd Floor | PCU | Rack-09 | VIVANCO | 15 | VSA.6615.01.10e | JAE2643174C | 5 | CCH_PCU_SW_02 | switch | CISCO | C9200-48T-E | 10.60.50.37 | Gi1/0/7 | Spare
Yes | CCH | Customs Campus Area | Chattogram Customs Building | 2nd Floor | PCU | Rack-09 | VIVANCO | 15 | VSA.6615.01.10e | JAE2643174C | 5 | CCH_PCU_SW_02 | switch | CISCO | C9200-48T-E | 10.60.50.37 | Gi1/0/8 | Spare
Yes | CCH | Customs Campus Area | Chattogram Customs Building | 2nd Floor | PCU | Rack-09 | VIVANCO | 15 | VSA.6615.01.10e | JAE2643174C | 5 | CCH_PCU_SW_02 | switch | CISCO | C9200-48T-E | 10.60.50.37 | Gi1/0/9 | Spare
Yes | CCH | Customs Campus Area | Chattogram Customs Building | 2nd Floor | PCU | Rack-09 | VIVANCO | 15 | VSA.6615.01.10e | JAE2643174C | 5 | CCH_PCU_SW_02 | switch | CISCO | C9200-48T-E | 10.60.50.37 | Gi1/0/10 | Spare
Yes | CCH | Customs Campus Area | Chattogram Customs Building | 2nd Floor | PCU | Rack-09 | VIVANCO | 15 | VSA.6615.01.10e | JAE2643174C | 5 | CCH_PCU_SW_02 | switch | CISCO | C9200-48T-E | 10.60.50.37 | Gi1/0/11 | Section 1A-UDA
Yes | CCH | Customs Campus Area | Chattogram Customs Building | 2nd Floor | PCU | Rack-09 | VIVANCO | 15 | VSA.6615.01.10e | JAE2643174C | 5 | CCH_PCU_SW_02 | switch | CISCO | C9200-48T-E | 10.60.50.37 | Gi1/0/12 | Section 1A-UDA
Yes | CCH | Customs Campus Area | Chattogram Customs Building | 2nd Floor | PCU | Rack-09 | VIVANCO | 15 | VSA.6615.01.10e | JAE2643174C | 5 | CCH_PCU_SW_02 | switch | CISCO | C9200-48T-E | 10.60.50.37 | Gi1/0/13 | Spare
Yes | CCH | Customs Campus Area | Chattogram Customs Building | 2nd Floor | PCU | Rack-09 | VIVANCO | 15 | VSA.6615.01.10e | JAE2643174C | 5 | CCH_PCU_SW_02 | switch | CISCO | C9200-48T-E | 10.60.50.37 | Gi1/0/14 | Spare
Yes | CCH | Customs Campus Area | Chattogram Customs Building | 2nd Floor | PCU | Rack-09 | VIVANCO | 15 | VSA.6615.01.10e | JAE2643174C | 5 | CCH_PCU_SW_02 | switch | CISCO | C9200-48T-E | 10.60.50.37 | Gi1/0/15 | Spare
Yes | CCH | Customs Campus Area | Chattogram Customs Building | 2nd Floor | PCU | Rack-09 | VIVANCO | 15 | VSA.6615.01.10e | JAE2643174C | 5 | CCH_PCU_SW_02 | switch | CISCO | C9200-48T-E | 10.60.50.37 | Gi1/0/16 | Revenue 2 Section UDA
Yes | CCH | Customs Campus Area | Chattogram Customs Building | 2nd Floor | PCU | Rack-09 | VIVANCO | 15 | VSA.6615.01.10e | JAE2643174C | 5 | CCH_PCU_SW_02 | switch | CISCO | C9200-48T-E | 10.60.50.37 | Gi1/0/17 | General Bond UDA
Yes | CCH | Customs Campus Area | Chattogram Customs Building | 2nd Floor | PCU | Rack-09 | VIVANCO | 15 | VSA.6615.01.10e | JAE2643174C | 5 | CCH_PCU_SW_02 | switch | CISCO | C9200-48T-E | 10.60.50.37 | Gi1/0/18 | Spare
Yes | CCH | Customs Campus Area | Chattogram Customs Building | 2nd Floor | PCU | Rack-09 | VIVANCO | 15 | VSA.6615.01.10e | JAE2643174C | 5 | CCH_PCU_SW_02 | switch | CISCO | C9200-48T-E | 10.60.50.37 | Gi1/0/19 | Spare
Yes | CCH | Customs Campus Area | Chattogram Customs Building | 2nd Floor | PCU | Rack-09 | VIVANCO | 15 | VSA.6615.01.10e | JAE2643174C | 5 | CCH_PCU_SW_02 | switch | CISCO | C9200-48T-E | 10.60.50.37 | Gi1/0/20 | Spare
Yes | CCH | Customs Campus Area | Chattogram Customs Building | 2nd Floor | PCU | Rack-09 | VIVANCO | 15 | VSA.6615.01.10e | JAE2643174C | 5 | CCH_PCU_SW_02 | switch | CISCO | C9200-48T-E | 10.60.50.37 | Gi1/0/21 | Spare
Yes | CCH | Customs Campus Area | Chattogram Customs Building | 2nd Floor | PCU | Rack-09 | VIVANCO | 15 | VSA.6615.01.10e | JAE2643174C | 5 | CCH_PCU_SW_02 | switch | CISCO | C9200-48T-E | 10.60.50.37 | Gi1/0/22 | DC Anupam Chakma
Yes | CCH | Customs Campus Area | Chattogram Customs Building | 2nd Floor | PCU | Rack-09 | VIVANCO | 15 | VSA.6615.01.10e | JAE2643174C | 5 | CCH_PCU_SW_02 | switch | CISCO | C9200-48T-E | 10.60.50.37 | Gi1/0/23 | Spare
Yes | CCH | Customs Campus Area | Chattogram Customs Building | 2nd Floor | PCU | Rack-09 | VIVANCO | 15 | VSA.6615.01.10e | JAE2643174C | 5 | CCH_PCU_SW_02 | switch | CISCO | C9200-48T-E | 10.60.50.37 | Gi1/0/24 | DC Sharfuddin Mia
Yes | CCH | Customs Campus Area | Chattogram Customs Building | 2nd Floor | PCU | Rack-09 | VIVANCO | 15 | VSA.6615.01.10e | JAE2643174C | 5 | CCH_PCU_SW_02 | switch | CISCO | C9200-48T-E | 10.60.50.37 | Gi1/0/25 | Spare
Yes | CCH | Customs Campus Area | Chattogram Customs Building | 2nd Floor | PCU | Rack-09 | VIVANCO | 15 | VSA.6615.01.10e | JAE2643174C | 5 | CCH_PCU_SW_02 | switch | CISCO | C9200-48T-E | 10.60.50.37 | Gi1/0/26 | Spare
Yes | CCH | Customs Campus Area | Chattogram Customs Building | 2nd Floor | PCU | Rack-09 | VIVANCO | 15 | VSA.6615.01.10e | JAE2643174C | 5 | CCH_PCU_SW_02 | switch | CISCO | C9200-48T-E | 10.60.50.37 | Gi1/0/27 | Spare
Yes | CCH | Customs Campus Area | Chattogram Customs Building | 2nd Floor | PCU | Rack-09 | VIVANCO | 15 | VSA.6615.01.10e | JAE2643174C | 5 | CCH_PCU_SW_02 | switch | CISCO | C9200-48T-E | 10.60.50.37 | Gi1/0/28 | Spare
Yes | CCH | Customs Campus Area | Chattogram Customs Building | 2nd Floor | PCU | Rack-09 | VIVANCO | 15 | VSA.6615.01.10e | JAE2643174C | 5 | CCH_PCU_SW_02 | switch | CISCO | C9200-48T-E | 10.60.50.37 | Gi1/0/29 | Spare
Yes | CCH | Customs Campus Area | Chattogram Customs Building | 2nd Floor | PCU | Rack-09 | VIVANCO | 15 | VSA.6615.01.10e | JAE2643174C | 5 | CCH_PCU_SW_02 | switch | CISCO | C9200-48T-E | 10.60.50.37 | Gi1/0/30 | Spare
Yes | CCH | Customs Campus Area | Chattogram Customs Building | 2nd Floor | PCU | Rack-09 | VIVANCO | 15 | VSA.6615.01.10e | JAE2643174C | 5 | CCH_PCU_SW_02 | switch | CISCO | C9200-48T-E | 10.60.50.37 | Gi1/0/31 | Spare
Yes | CCH | Customs Campus Area | Chattogram Customs Building | 2nd Floor | PCU | Rack-09 | VIVANCO | 15 | VSA.6615.01.10e | JAE2643174C | 5 | CCH_PCU_SW_02 | switch | CISCO | C9200-48T-E | 10.60.50.37 | Gi1/0/32 | Spare
Yes | CCH | Customs Campus Area | Chattogram Customs Building | 2nd Floor | PCU | Rack-09 | VIVANCO | 15 | VSA.6615.01.10e | JAE2643174C | 5 | CCH_PCU_SW_02 | switch | CISCO | C9200-48T-E | 10.60.50.37 | Gi1/0/33 | Spare
Yes | CCH | Customs Campus Area | Chattogram Customs Building | 2nd Floor | PCU | Rack-09 | VIVANCO | 15 | VSA.6615.01.10e | JAE2643174C | 5 | CCH_PCU_SW_02 | switch | CISCO | C9200-48T-E | 10.60.50.37 | Gi1/0/34 | Spare
Yes | CCH | Customs Campus Area | Chattogram Customs Building | 2nd Floor | PCU | Rack-09 | VIVANCO | 15 | VSA.6615.01.10e | JAE2643174C | 5 | CCH_PCU_SW_02 | switch | CISCO | C9200-48T-E | 10.60.50.37 | Gi1/0/35 | Spare
Yes | CCH | Customs Campus Area | Chattogram Customs Building | 2nd Floor | PCU | Rack-09 | VIVANCO | 15 | VSA.6615.01.10e | JAE2643174C | 5 | CCH_PCU_SW_02 | switch | CISCO | C9200-48T-E | 10.60.50.37 | Gi1/0/36 | Spare
Yes | CCH | Customs Campus Area | Chattogram Customs Building | 2nd Floor | PCU | Rack-09 | VIVANCO | 15 | VSA.6615.01.10e | JAE2643174C | 5 | CCH_PCU_SW_02 | switch | CISCO | C9200-48T-E | 10.60.50.37 | Gi1/0/37 | Spare
Yes | CCH | Customs Campus Area | Chattogram Customs Building | 2nd Floor | PCU | Rack-09 | VIVANCO | 15 | VSA.6615.01.10e | JAE2643174C | 5 | CCH_PCU_SW_02 | switch | CISCO | C9200-48T-E | 10.60.50.37 | Gi1/0/38 | Spare
Yes | CCH | Customs Campus Area | Chattogram Customs Building | 2nd Floor | PCU | Rack-09 | VIVANCO | 15 | VSA.6615.01.10e | JAE2643174C | 5 | CCH_PCU_SW_02 | switch | CISCO | C9200-48T-E | 10.60.50.37 | Gi1/0/39 | Spare
Yes | CCH | Customs Campus Area | Chattogram Customs Building | 2nd Floor | PCU | Rack-09 | VIVANCO | 15 | VSA.6615.01.10e | JAE2643174C | 5 | CCH_PCU_SW_02 | switch | CISCO | C9200-48T-E | 10.60.50.37 | Gi1/0/40 | Spare
Yes | CCH | Customs Campus Area | Chattogram Customs Building | 2nd Floor | PCU | Rack-09 | VIVANCO | 15 | VSA.6615.01.10e | JAE2643174C | 5 | CCH_PCU_SW_02 | switch | CISCO | C9200-48T-E | 10.60.50.37 | Gi1/0/41 | Spare
Yes | CCH | Customs Campus Area | Chattogram Customs Building | 2nd Floor | PCU | Rack-09 | VIVANCO | 15 | VSA.6615.01.10e | JAE2643174C | 5 | CCH_PCU_SW_02 | switch | CISCO | C9200-48T-E | 10.60.50.37 | Gi1/0/42 | Spare
Yes | CCH | Customs Campus Area | Chattogram Customs Building | 2nd Floor | PCU | Rack-09 | VIVANCO | 15 | VSA.6615.01.10e | JAE2643174C | 5 | CCH_PCU_SW_02 | switch | CISCO | C9200-48T-E | 10.60.50.37 | Gi1/0/43 | Spare
Yes | CCH | Customs Campus Area | Chattogram Customs Building | 2nd Floor | PCU | Rack-09 | VIVANCO | 15 | VSA.6615.01.10e | JAE2643174C | 5 | CCH_PCU_SW_02 | switch | CISCO | C9200-48T-E | 10.60.50.37 | Gi1/0/44 | Spare
Yes | CCH | Customs Campus Area | Chattogram Customs Building | 2nd Floor | PCU | Rack-09 | VIVANCO | 15 | VSA.6615.01.10e | JAE2643174C | 5 | CCH_PCU_SW_02 | switch | CISCO | C9200-48T-E | 10.60.50.37 | Gi1/0/45 | Spare
Yes | CCH | Customs Campus Area | Chattogram Customs Building | 2nd Floor | PCU | Rack-09 | VIVANCO | 15 | VSA.6615.01.10e | JAE2643174C | 5 | CCH_PCU_SW_02 | switch | CISCO | C9200-48T-E | 10.60.50.37 | Gi1/0/46 | Spare
Yes | CCH | Customs Campus Area | Chattogram Customs Building | 2nd Floor | PCU | Rack-09 | VIVANCO | 15 | VSA.6615.01.10e | JAE2643174C | 5 | CCH_PCU_SW_02 | switch | CISCO | C9200-48T-E | 10.60.50.37 | Gi1/0/47 | Spare
Yes | CCH | Customs Campus Area | Chattogram Customs Building | 2nd Floor | PCU | Rack-09 | VIVANCO | 15 | VSA.6615.01.10e | JAE2643174C | 5 | CCH_PCU_SW_02 | switch | CISCO | C9200-48T-E | 10.60.50.37 | Gi1/0/48 | Spare
Yes | CCH | Customs Campus Area | Chattogram Customs Building | 2nd Floor | PCU | Rack-09 | VIVANCO | 15 | VSA.6615.01.10e | JAE2643174C | 5 | CCH_PCU_SW_02 | switch | CISCO | C9200-48T-E | 10.60.50.37 | Te1/1/1 | Connected_to_CCH_1st_Floor_Core_SW_Te1/0/26
Yes | CCH | Customs Campus Area | Chattogram Customs Building | 2nd Floor | PCU | Rack-09 | VIVANCO | 15 | VSA.6615.01.10e | JAE2643174C | 5 | CCH_PCU_SW_02 | switch | CISCO | C9200-48T-E | 10.60.50.37 | Te1/1/2 | Connected_to_CCH_1st_Floor_Core_SW_Te2/0/26
Yes | CCH | Customs Campus Area | Chattogram Customs Building | 2nd Floor | PCU | Rack-09 | VIVANCO | 15 | VSA.6615.01.10e | JAE2643174C | 5 | CCH_PCU_SW_02 | switch | CISCO | C9200-48T-E | 10.60.50.37 | Te1/1/3 | Spare
Yes | CCH | Customs Campus Area | Chattogram Customs Building | 2nd Floor | PCU | Rack-09 | VIVANCO | 15 | VSA.6615.01.10e | JAE2643174C | 5 | CCH_PCU_SW_02 | switch | CISCO | C9200-48T-E | 10.60.50.37 | Te1/1/4 | Spare
Yes | CCH | Customs Campus Area | Chattogram Customs Building | 2nd Floor | Section 8A | Rack-10 | VIVANCO | 15 | VSA.6615.01.10e | JAE26240BRC | 4 | CCH-2ND-FLOOR-SW-03 | switch | CISCO | C9200-48T-E | 10.60.50.38 | Gi1/0/1 | Section 8A UDA
Yes | CCH | Customs Campus Area | Chattogram Customs Building | 2nd Floor | Section 8A | Rack-10 | VIVANCO | 15 | VSA.6615.01.10e | JAE26240BRC | 4 | CCH-2ND-FLOOR-SW-03 | switch | CISCO | C9200-48T-E | 10.60.50.38 | Gi1/0/2 | Spare
Yes | CCH | Customs Campus Area | Chattogram Customs Building | 2nd Floor | Section 8A | Rack-10 | VIVANCO | 15 | VSA.6615.01.10e | JAE26240BRC | 4 | CCH-2ND-FLOOR-SW-03 | switch | CISCO | C9200-48T-E | 10.60.50.38 | Gi1/0/3 | Spare
Yes | CCH | Customs Campus Area | Chattogram Customs Building | 2nd Floor | Section 8A | Rack-10 | VIVANCO | 15 | VSA.6615.01.10e | JAE26240BRC | 4 | CCH-2ND-FLOOR-SW-03 | switch | CISCO | C9200-48T-E | 10.60.50.38 | Gi1/0/4 | Spare
Yes | CCH | Customs Campus Area | Chattogram Customs Building | 2nd Floor | Section 8A | Rack-10 | VIVANCO | 15 | VSA.6615.01.10e | JAE26240BRC | 4 | CCH-2ND-FLOOR-SW-03 | switch | CISCO | C9200-48T-E | 10.60.50.38 | Gi1/0/5 | Spare
Yes | CCH | Customs Campus Area | Chattogram Customs Building | 2nd Floor | Section 8A | Rack-10 | VIVANCO | 15 | VSA.6615.01.10e | JAE26240BRC | 4 | CCH-2ND-FLOOR-SW-03 | switch | CISCO | C9200-48T-E | 10.60.50.38 | Gi1/0/6 | Spare
Yes | CCH | Customs Campus Area | Chattogram Customs Building | 2nd Floor | Section 8A | Rack-10 | VIVANCO | 15 | VSA.6615.01.10e | JAE26240BRC | 4 | CCH-2ND-FLOOR-SW-03 | switch | CISCO | C9200-48T-E | 10.60.50.38 | Gi1/0/7 | Spare
Yes | CCH | Customs Campus Area | Chattogram Customs Building | 2nd Floor | Section 8A | Rack-10 | VIVANCO | 15 | VSA.6615.01.10e | JAE26240BRC | 4 | CCH-2ND-FLOOR-SW-03 | switch | CISCO | C9200-48T-E | 10.60.50.38 | Gi1/0/8 | Spare
Yes | CCH | Customs Campus Area | Chattogram Customs Building | 2nd Floor | Section 8A | Rack-10 | VIVANCO | 15 | VSA.6615.01.10e | JAE26240BRC | 4 | CCH-2ND-FLOOR-SW-03 | switch | CISCO | C9200-48T-E | 10.60.50.38 | Gi1/0/9 | Section 8A UDA
Yes | CCH | Customs Campus Area | Chattogram Customs Building | 2nd Floor | Section 8A | Rack-10 | VIVANCO | 15 | VSA.6615.01.10e | JAE26240BRC | 4 | CCH-2ND-FLOOR-SW-03 | switch | CISCO | C9200-48T-E | 10.60.50.38 | Gi1/0/10 | Spare
Yes | CCH | Customs Campus Area | Chattogram Customs Building | 2nd Floor | Section 8A | Rack-10 | VIVANCO | 15 | VSA.6615.01.10e | JAE26240BRC | 4 | CCH-2ND-FLOOR-SW-03 | switch | CISCO | C9200-48T-E | 10.60.50.38 | Gi1/0/11 | Spare
Yes | CCH | Customs Campus Area | Chattogram Customs Building | 2nd Floor | Section 8A | Rack-10 | VIVANCO | 15 | VSA.6615.01.10e | JAE26240BRC | 4 | CCH-2ND-FLOOR-SW-03 | switch | CISCO | C9200-48T-E | 10.60.50.38 | Gi1/0/12 | Spare
Yes | CCH | Customs Campus Area | Chattogram Customs Building | 2nd Floor | Section 8A | Rack-10 | VIVANCO | 15 | VSA.6615.01.10e | JAE26240BRC | 4 | CCH-2ND-FLOOR-SW-03 | switch | CISCO | C9200-48T-E | 10.60.50.38 | Gi1/0/13 | Spare
Yes | CCH | Customs Campus Area | Chattogram Customs Building | 2nd Floor | Section 8A | Rack-10 | VIVANCO | 15 | VSA.6615.01.10e | JAE26240BRC | 4 | CCH-2ND-FLOOR-SW-03 | switch | CISCO | C9200-48T-E | 10.60.50.38 | Gi1/0/14 | Spare
Yes | CCH | Customs Campus Area | Chattogram Customs Building | 2nd Floor | Section 8A | Rack-10 | VIVANCO | 15 | VSA.6615.01.10e | JAE26240BRC | 4 | CCH-2ND-FLOOR-SW-03 | switch | CISCO | C9200-48T-E | 10.60.50.38 | Gi1/0/15 | Section 8A RO
Yes | CCH | Customs Campus Area | Chattogram Customs Building | 2nd Floor | Section 8A | Rack-10 | VIVANCO | 15 | VSA.6615.01.10e | JAE26240BRC | 4 | CCH-2ND-FLOOR-SW-03 | switch | CISCO | C9200-48T-E | 10.60.50.38 | Gi1/0/16 | Spare
Yes | CCH | Customs Campus Area | Chattogram Customs Building | 2nd Floor | Section 8A | Rack-10 | VIVANCO | 15 | VSA.6615.01.10e | JAE26240BRC | 4 | CCH-2ND-FLOOR-SW-03 | switch | CISCO | C9200-48T-E | 10.60.50.38 | Gi1/0/17 | Spare
Yes | CCH | Customs Campus Area | Chattogram Customs Building | 2nd Floor | Section 8A | Rack-10 | VIVANCO | 15 | VSA.6615.01.10e | JAE26240BRC | 4 | CCH-2ND-FLOOR-SW-03 | switch | CISCO | C9200-48T-E | 10.60.50.38 | Gi1/0/18 | Spare
Yes | CCH | Customs Campus Area | Chattogram Customs Building | 2nd Floor | Section 8A | Rack-10 | VIVANCO | 15 | VSA.6615.01.10e | JAE26240BRC | 4 | CCH-2ND-FLOOR-SW-03 | switch | CISCO | C9200-48T-E | 10.60.50.38 | Gi1/0/19 | Spare
Yes | CCH | Customs Campus Area | Chattogram Customs Building | 2nd Floor | Section 8A | Rack-10 | VIVANCO | 15 | VSA.6615.01.10e | JAE26240BRC | 4 | CCH-2ND-FLOOR-SW-03 | switch | CISCO | C9200-48T-E | 10.60.50.38 | Gi1/0/20 | Spare
Yes | CCH | Customs Campus Area | Chattogram Customs Building | 2nd Floor | Section 8A | Rack-10 | VIVANCO | 15 | VSA.6615.01.10e | JAE26240BRC | 4 | CCH-2ND-FLOOR-SW-03 | switch | CISCO | C9200-48T-E | 10.60.50.38 | Gi1/0/21 | Spare
Yes | CCH | Customs Campus Area | Chattogram Customs Building | 2nd Floor | Section 8A | Rack-10 | VIVANCO | 15 | VSA.6615.01.10e | JAE26240BRC | 4 | CCH-2ND-FLOOR-SW-03 | switch | CISCO | C9200-48T-E | 10.60.50.38 | Gi1/0/22 | Spare
Yes | CCH | Customs Campus Area | Chattogram Customs Building | 2nd Floor | Section 8A | Rack-10 | VIVANCO | 15 | VSA.6615.01.10e | JAE26240BRC | 4 | CCH-2ND-FLOOR-SW-03 | switch | CISCO | C9200-48T-E | 10.60.50.38 | Gi1/0/23 | Spare
Yes | CCH | Customs Campus Area | Chattogram Customs Building | 2nd Floor | Section 8A | Rack-10 | VIVANCO | 15 | VSA.6615.01.10e | JAE26240BRC | 4 | CCH-2ND-FLOOR-SW-03 | switch | CISCO | C9200-48T-E | 10.60.50.38 | Gi1/0/24 | Spare
Yes | CCH | Customs Campus Area | Chattogram Customs Building | 2nd Floor | Section 8A | Rack-10 | VIVANCO | 15 | VSA.6615.01.10e | JAE26240BRC | 4 | CCH-2ND-FLOOR-SW-03 | switch | CISCO | C9200-48T-E | 10.60.50.38 | Gi1/0/25 | Spare
Yes | CCH | Customs Campus Area | Chattogram Customs Building | 2nd Floor | Section 8A | Rack-10 | VIVANCO | 15 | VSA.6615.01.10e | JAE26240BRC | 4 | CCH-2ND-FLOOR-SW-03 | switch | CISCO | C9200-48T-E | 10.60.50.38 | Gi1/0/26 | Spare
Yes | CCH | Customs Campus Area | Chattogram Customs Building | 2nd Floor | Section 8A | Rack-10 | VIVANCO | 15 | VSA.6615.01.10e | JAE26240BRC | 4 | CCH-2ND-FLOOR-SW-03 | switch | CISCO | C9200-48T-E | 10.60.50.38 | Gi1/0/27 | Spare
Yes | CCH | Customs Campus Area | Chattogram Customs Building | 2nd Floor | Section 8A | Rack-10 | VIVANCO | 15 | VSA.6615.01.10e | JAE26240BRC | 4 | CCH-2ND-FLOOR-SW-03 | switch | CISCO | C9200-48T-E | 10.60.50.38 | Gi1/0/28 | Spare
Yes | CCH | Customs Campus Area | Chattogram Customs Building | 2nd Floor | Section 8A | Rack-10 | VIVANCO | 15 | VSA.6615.01.10e | JAE26240BRC | 4 | CCH-2ND-FLOOR-SW-03 | switch | CISCO | C9200-48T-E | 10.60.50.38 | Gi1/0/29 | Spare
Yes | CCH | Customs Campus Area | Chattogram Customs Building | 2nd Floor | Section 8A | Rack-10 | VIVANCO | 15 | VSA.6615.01.10e | JAE26240BRC | 4 | CCH-2ND-FLOOR-SW-03 | switch | CISCO | C9200-48T-E | 10.60.50.38 | Gi1/0/30 | Spare
Yes | CCH | Customs Campus Area | Chattogram Customs Building | 2nd Floor | Section 8A | Rack-10 | VIVANCO | 15 | VSA.6615.01.10e | JAE26240BRC | 4 | CCH-2ND-FLOOR-SW-03 | switch | CISCO | C9200-48T-E | 10.60.50.38 | Gi1/0/31 | Spare
Yes | CCH | Customs Campus Area | Chattogram Customs Building | 2nd Floor | Section 8A | Rack-10 | VIVANCO | 15 | VSA.6615.01.10e | JAE26240BRC | 4 | CCH-2ND-FLOOR-SW-03 | switch | CISCO | C9200-48T-E | 10.60.50.38 | Gi1/0/32 | Spare
Yes | CCH | Customs Campus Area | Chattogram Customs Building | 2nd Floor | Section 8A | Rack-10 | VIVANCO | 15 | VSA.6615.01.10e | JAE26240BRC | 4 | CCH-2ND-FLOOR-SW-03 | switch | CISCO | C9200-48T-E | 10.60.50.38 | Gi1/0/33 | Spare
Yes | CCH | Customs Campus Area | Chattogram Customs Building | 2nd Floor | Section 8A | Rack-10 | VIVANCO | 15 | VSA.6615.01.10e | JAE26240BRC | 4 | CCH-2ND-FLOOR-SW-03 | switch | CISCO | C9200-48T-E | 10.60.50.38 | Gi1/0/34 | Spare
Yes | CCH | Customs Campus Area | Chattogram Customs Building | 2nd Floor | Section 8A | Rack-10 | VIVANCO | 15 | VSA.6615.01.10e | JAE26240BRC | 4 | CCH-2ND-FLOOR-SW-03 | switch | CISCO | C9200-48T-E | 10.60.50.38 | Gi1/0/35 | Spare
Yes | CCH | Customs Campus Area | Chattogram Customs Building | 2nd Floor | Section 8A | Rack-10 | VIVANCO | 15 | VSA.6615.01.10e | JAE26240BRC | 4 | CCH-2ND-FLOOR-SW-03 | switch | CISCO | C9200-48T-E | 10.60.50.38 | Gi1/0/36 | Spare
Yes | CCH | Customs Campus Area | Chattogram Customs Building | 2nd Floor | Section 8A | Rack-10 | VIVANCO | 15 | VSA.6615.01.10e | JAE26240BRC | 4 | CCH-2ND-FLOOR-SW-03 | switch | CISCO | C9200-48T-E | 10.60.50.38 | Gi1/0/37 | Spare
Yes | CCH | Customs Campus Area | Chattogram Customs Building | 2nd Floor | Section 8A | Rack-10 | VIVANCO | 15 | VSA.6615.01.10e | JAE26240BRC | 4 | CCH-2ND-FLOOR-SW-03 | switch | CISCO | C9200-48T-E | 10.60.50.38 | Gi1/0/38 | Spare
Yes | CCH | Customs Campus Area | Chattogram Customs Building | 2nd Floor | Section 8A | Rack-10 | VIVANCO | 15 | VSA.6615.01.10e | JAE26240BRC | 4 | CCH-2ND-FLOOR-SW-03 | switch | CISCO | C9200-48T-E | 10.60.50.38 | Gi1/0/39 | Spare
Yes | CCH | Customs Campus Area | Chattogram Customs Building | 2nd Floor | Section 8A | Rack-10 | VIVANCO | 15 | VSA.6615.01.10e | JAE26240BRC | 4 | CCH-2ND-FLOOR-SW-03 | switch | CISCO | C9200-48T-E | 10.60.50.38 | Gi1/0/40 | Spare
Yes | CCH | Customs Campus Area | Chattogram Customs Building | 2nd Floor | Section 8A | Rack-10 | VIVANCO | 15 | VSA.6615.01.10e | JAE26240BRC | 4 | CCH-2ND-FLOOR-SW-03 | switch | CISCO | C9200-48T-E | 10.60.50.38 | Gi1/0/41 | Spare
Yes | CCH | Customs Campus Area | Chattogram Customs Building | 2nd Floor | Section 8A | Rack-10 | VIVANCO | 15 | VSA.6615.01.10e | JAE26240BRC | 4 | CCH-2ND-FLOOR-SW-03 | switch | CISCO | C9200-48T-E | 10.60.50.38 | Gi1/0/42 | Spare
Yes | CCH | Customs Campus Area | Chattogram Customs Building | 2nd Floor | Section 8A | Rack-10 | VIVANCO | 15 | VSA.6615.01.10e | JAE26240BRC | 4 | CCH-2ND-FLOOR-SW-03 | switch | CISCO | C9200-48T-E | 10.60.50.38 | Gi1/0/43 | Spare
Yes | CCH | Customs Campus Area | Chattogram Customs Building | 2nd Floor | Section 8A | Rack-10 | VIVANCO | 15 | VSA.6615.01.10e | JAE26240BRC | 4 | CCH-2ND-FLOOR-SW-03 | switch | CISCO | C9200-48T-E | 10.60.50.38 | Gi1/0/44 | Spare
Yes | CCH | Customs Campus Area | Chattogram Customs Building | 2nd Floor | Section 8A | Rack-10 | VIVANCO | 15 | VSA.6615.01.10e | JAE26240BRC | 4 | CCH-2ND-FLOOR-SW-03 | switch | CISCO | C9200-48T-E | 10.60.50.38 | Gi1/0/45 | Spare
Yes | CCH | Customs Campus Area | Chattogram Customs Building | 2nd Floor | Section 8A | Rack-10 | VIVANCO | 15 | VSA.6615.01.10e | JAE26240BRC | 4 | CCH-2ND-FLOOR-SW-03 | switch | CISCO | C9200-48T-E | 10.60.50.38 | Gi1/0/46 | Spare
Yes | CCH | Customs Campus Area | Chattogram Customs Building | 2nd Floor | Section 8A | Rack-10 | VIVANCO | 15 | VSA.6615.01.10e | JAE26240BRC | 4 | CCH-2ND-FLOOR-SW-03 | switch | CISCO | C9200-48T-E | 10.60.50.38 | Gi1/0/47 | Spare
Yes | CCH | Customs Campus Area | Chattogram Customs Building | 2nd Floor | Section 8A | Rack-10 | VIVANCO | 15 | VSA.6615.01.10e | JAE26240BRC | 4 | CCH-2ND-FLOOR-SW-03 | switch | CISCO | C9200-48T-E | 10.60.50.38 | Gi1/0/48 | Spare
Yes | CCH | Customs Campus Area | Chattogram Customs Building | 2nd Floor | Section 8A | Rack-10 | VIVANCO | 15 | VSA.6615.01.10e | JAE26240BRC | 4 | CCH-2ND-FLOOR-SW-03 | switch | CISCO | C9200-48T-E | 10.60.50.38 | Te1/1/1 | Connected_to_CCH_1st_Floor_Core_SW_Te1/0/30
Yes | CCH | Customs Campus Area | Chattogram Customs Building | 2nd Floor | Section 8A | Rack-10 | VIVANCO | 15 | VSA.6615.01.10e | JAE26240BRC | 4 | CCH-2ND-FLOOR-SW-03 | switch | CISCO | C9200-48T-E | 10.60.50.38 | Te1/1/2 | Connected_to_CCH_1st_Floor_Core_SW_Te2/0/30
Yes | CCH | Customs Campus Area | Chattogram Customs Building | 2nd Floor | Section 8A | Rack-10 | VIVANCO | 15 | VSA.6615.01.10e | JAE26240BRC | 4 | CCH-2ND-FLOOR-SW-03 | switch | CISCO | C9200-48T-E | 10.60.50.38 | Te1/1/3 | Spare
Yes | CCH | Customs Campus Area | Chattogram Customs Building | 2nd Floor | Section 8A | Rack-10 | VIVANCO | 15 | VSA.6615.01.10e | JAE26240BRC | 4 | CCH-2ND-FLOOR-SW-03 | switch | CISCO | C9200-48T-E | 10.60.50.38 | Te1/1/4 | Spare
Yes | CCH | Customs Campus Area | Chemistry Building | Ground Floor | Export-01 | Rack-11 | VIVANCO | 15 | VSA.6615.01.10e | JAE26431553 | 4 | CHEMISTRY_BUILDING_SWITCH | switch | CISCO | C9200-48T-E | 10.60.50.26 | GigabitEthernet1/0/1 | Spare
Yes | CCH | Customs Campus Area | Chemistry Building | Ground Floor | Export-01 | Rack-11 | VIVANCO | 15 | VSA.6615.01.10e | JAE26431553 | 4 | CHEMISTRY_BUILDING_SWITCH | switch | CISCO | C9200-48T-E | 10.60.50.26 | GigabitEthernet1/0/2 | Spare
Yes | CCH | Customs Campus Area | Chemistry Building | Ground Floor | Export-01 | Rack-11 | VIVANCO | 15 | VSA.6615.01.10e | JAE26431553 | 4 | CHEMISTRY_BUILDING_SWITCH | switch | CISCO | C9200-48T-E | 10.60.50.26 | GigabitEthernet1/0/3 | Spare
Yes | CCH | Customs Campus Area | Chemistry Building | Ground Floor | Export-01 | Rack-11 | VIVANCO | 15 | VSA.6615.01.10e | JAE26431553 | 4 | CHEMISTRY_BUILDING_SWITCH | switch | CISCO | C9200-48T-E | 10.60.50.26 | GigabitEthernet1/0/4 | Spare
Yes | CCH | Customs Campus Area | Chemistry Building | Ground Floor | Export-01 | Rack-11 | VIVANCO | 15 | VSA.6615.01.10e | JAE26431553 | 4 | CHEMISTRY_BUILDING_SWITCH | switch | CISCO | C9200-48T-E | 10.60.50.26 | GigabitEthernet1/0/5 | Spare
Yes | CCH | Customs Campus Area | Chemistry Building | Ground Floor | Export-01 | Rack-11 | VIVANCO | 15 | VSA.6615.01.10e | JAE26431553 | 4 | CHEMISTRY_BUILDING_SWITCH | switch | CISCO | C9200-48T-E | 10.60.50.26 | GigabitEthernet1/0/6 | Spare
Yes | CCH | Customs Campus Area | Chemistry Building | Ground Floor | Export-01 | Rack-11 | VIVANCO | 15 | VSA.6615.01.10e | JAE26431553 | 4 | CHEMISTRY_BUILDING_SWITCH | switch | CISCO | C9200-48T-E | 10.60.50.26 | GigabitEthernet1/0/7 | Spare
Yes | CCH | Customs Campus Area | Chemistry Building | Ground Floor | Export-01 | Rack-11 | VIVANCO | 15 | VSA.6615.01.10e | JAE26431553 | 4 | CHEMISTRY_BUILDING_SWITCH | switch | CISCO | C9200-48T-E | 10.60.50.26 | GigabitEthernet1/0/8 | Spare
Yes | CCH | Customs Campus Area | Chemistry Building | Ground Floor | Export-01 | Rack-11 | VIVANCO | 15 | VSA.6615.01.10e | JAE26431553 | 4 | CHEMISTRY_BUILDING_SWITCH | switch | CISCO | C9200-48T-E | 10.60.50.26 | GigabitEthernet1/0/9 | Spare
Yes | CCH | Customs Campus Area | Chemistry Building | Ground Floor | Export-01 | Rack-11 | VIVANCO | 15 | VSA.6615.01.10e | JAE26431553 | 4 | CHEMISTRY_BUILDING_SWITCH | switch | CISCO | C9200-48T-E | 10.60.50.26 | GigabitEthernet1/0/10 | Spare
Yes | CCH | Customs Campus Area | Chemistry Building | Ground Floor | Export-01 | Rack-11 | VIVANCO | 15 | VSA.6615.01.10e | JAE26431553 | 4 | CHEMISTRY_BUILDING_SWITCH | switch | CISCO | C9200-48T-E | 10.60.50.26 | GigabitEthernet1/0/11 | Sonali Bank Officer
Yes | CCH | Customs Campus Area | Chemistry Building | Ground Floor | Export-01 | Rack-11 | VIVANCO | 15 | VSA.6615.01.10e | JAE26431553 | 4 | CHEMISTRY_BUILDING_SWITCH | switch | CISCO | C9200-48T-E | 10.60.50.26 | GigabitEthernet1/0/12 | Spare
Yes | CCH | Customs Campus Area | Chemistry Building | Ground Floor | Export-01 | Rack-11 | VIVANCO | 15 | VSA.6615.01.10e | JAE26431553 | 4 | CHEMISTRY_BUILDING_SWITCH | switch | CISCO | C9200-48T-E | 10.60.50.26 | GigabitEthernet1/0/13 | Spare
Yes | CCH | Customs Campus Area | Chemistry Building | Ground Floor | Export-01 | Rack-11 | VIVANCO | 15 | VSA.6615.01.10e | JAE26431553 | 4 | CHEMISTRY_BUILDING_SWITCH | switch | CISCO | C9200-48T-E | 10.60.50.26 | GigabitEthernet1/0/14 | Spare
Yes | CCH | Customs Campus Area | Chemistry Building | Ground Floor | Export-01 | Rack-11 | VIVANCO | 15 | VSA.6615.01.10e | JAE26431553 | 4 | CHEMISTRY_BUILDING_SWITCH | switch | CISCO | C9200-48T-E | 10.60.50.26 | GigabitEthernet1/0/15 | Spare
Yes | CCH | Customs Campus Area | Chemistry Building | Ground Floor | Export-01 | Rack-11 | VIVANCO | 15 | VSA.6615.01.10e | JAE26431553 | 4 | CHEMISTRY_BUILDING_SWITCH | switch | CISCO | C9200-48T-E | 10.60.50.26 | GigabitEthernet1/0/16 | Spare
Yes | CCH | Customs Campus Area | Chemistry Building | Ground Floor | Export-01 | Rack-11 | VIVANCO | 15 | VSA.6615.01.10e | JAE26431553 | 4 | CHEMISTRY_BUILDING_SWITCH | switch | CISCO | C9200-48T-E | 10.60.50.26 | GigabitEthernet1/0/17 | Sonali Bank Officer
Yes | CCH | Customs Campus Area | Chemistry Building | Ground Floor | Export-01 | Rack-11 | VIVANCO | 15 | VSA.6615.01.10e | JAE26431553 | 4 | CHEMISTRY_BUILDING_SWITCH | switch | CISCO | C9200-48T-E | 10.60.50.26 | GigabitEthernet1/0/18 | Spare
Yes | CCH | Customs Campus Area | Chemistry Building | Ground Floor | Export-01 | Rack-11 | VIVANCO | 15 | VSA.6615.01.10e | JAE26431553 | 4 | CHEMISTRY_BUILDING_SWITCH | switch | CISCO | C9200-48T-E | 10.60.50.26 | GigabitEthernet1/0/19 | Spare
Yes | CCH | Customs Campus Area | Chemistry Building | Ground Floor | Export-01 | Rack-11 | VIVANCO | 15 | VSA.6615.01.10e | JAE26431553 | 4 | CHEMISTRY_BUILDING_SWITCH | switch | CISCO | C9200-48T-E | 10.60.50.26 | GigabitEthernet1/0/20 | Spare
Yes | CCH | Customs Campus Area | Chemistry Building | Ground Floor | Export-01 | Rack-11 | VIVANCO | 15 | VSA.6615.01.10e | JAE26431553 | 4 | CHEMISTRY_BUILDING_SWITCH | switch | CISCO | C9200-48T-E | 10.60.50.26 | GigabitEthernet1/0/21 | Sonali Bank Wi-Fi
Yes | CCH | Customs Campus Area | Chemistry Building | Ground Floor | Export-01 | Rack-11 | VIVANCO | 15 | VSA.6615.01.10e | JAE26431553 | 4 | CHEMISTRY_BUILDING_SWITCH | switch | CISCO | C9200-48T-E | 10.60.50.26 | GigabitEthernet1/0/22 | Spare
Yes | CCH | Customs Campus Area | Chemistry Building | Ground Floor | Export-01 | Rack-11 | VIVANCO | 15 | VSA.6615.01.10e | JAE26431553 | 4 | CHEMISTRY_BUILDING_SWITCH | switch | CISCO | C9200-48T-E | 10.60.50.26 | GigabitEthernet1/0/23 | Sonali Bank Officer
Yes | CCH | Customs Campus Area | Chemistry Building | Ground Floor | Export-01 | Rack-11 | VIVANCO | 15 | VSA.6615.01.10e | JAE26431553 | 4 | CHEMISTRY_BUILDING_SWITCH | switch | CISCO | C9200-48T-E | 10.60.50.26 | GigabitEthernet1/0/24 | Spare
Yes | CCH | Customs Campus Area | Chemistry Building | Ground Floor | Export-01 | Rack-11 | VIVANCO | 15 | VSA.6615.01.10e | JAE26431553 | 4 | CHEMISTRY_BUILDING_SWITCH | switch | CISCO | C9200-48T-E | 10.60.50.26 | GigabitEthernet1/0/25 | Spare
Yes | CCH | Customs Campus Area | Chemistry Building | Ground Floor | Export-01 | Rack-11 | VIVANCO | 15 | VSA.6615.01.10e | JAE26431553 | 4 | CHEMISTRY_BUILDING_SWITCH | switch | CISCO | C9200-48T-E | 10.60.50.26 | GigabitEthernet1/0/26 | Spare
Yes | CCH | Customs Campus Area | Chemistry Building | Ground Floor | Export-01 | Rack-11 | VIVANCO | 15 | VSA.6615.01.10e | JAE26431553 | 4 | CHEMISTRY_BUILDING_SWITCH | switch | CISCO | C9200-48T-E | 10.60.50.26 | GigabitEthernet1/0/27 | Spare
Yes | CCH | Customs Campus Area | Chemistry Building | Ground Floor | Export-01 | Rack-11 | VIVANCO | 15 | VSA.6615.01.10e | JAE26431553 | 4 | CHEMISTRY_BUILDING_SWITCH | switch | CISCO | C9200-48T-E | 10.60.50.26 | GigabitEthernet1/0/28 | Spare
Yes | CCH | Customs Campus Area | Chemistry Building | Ground Floor | Export-01 | Rack-11 | VIVANCO | 15 | VSA.6615.01.10e | JAE26431553 | 4 | CHEMISTRY_BUILDING_SWITCH | switch | CISCO | C9200-48T-E | 10.60.50.26 | GigabitEthernet1/0/29 | UDA
Yes | CCH | Customs Campus Area | Chemistry Building | Ground Floor | Export-01 | Rack-11 | VIVANCO | 15 | VSA.6615.01.10e | JAE26431553 | 4 | CHEMISTRY_BUILDING_SWITCH | switch | CISCO | C9200-48T-E | 10.60.50.26 | GigabitEthernet1/0/30 | Spare
Yes | CCH | Customs Campus Area | Chemistry Building | Ground Floor | Export-01 | Rack-11 | VIVANCO | 15 | VSA.6615.01.10e | JAE26431553 | 4 | CHEMISTRY_BUILDING_SWITCH | switch | CISCO | C9200-48T-E | 10.60.50.26 | GigabitEthernet1/0/31 | Spare
Yes | CCH | Customs Campus Area | Chemistry Building | Ground Floor | Export-01 | Rack-11 | VIVANCO | 15 | VSA.6615.01.10e | JAE26431553 | 4 | CHEMISTRY_BUILDING_SWITCH | switch | CISCO | C9200-48T-E | 10.60.50.26 | GigabitEthernet1/0/32 | Spare
Yes | CCH | Customs Campus Area | Chemistry Building | Ground Floor | Export-01 | Rack-11 | VIVANCO | 15 | VSA.6615.01.10e | JAE26431553 | 4 | CHEMISTRY_BUILDING_SWITCH | switch | CISCO | C9200-48T-E | 10.60.50.26 | GigabitEthernet1/0/33 | Spare
Yes | CCH | Customs Campus Area | Chemistry Building | Ground Floor | Export-01 | Rack-11 | VIVANCO | 15 | VSA.6615.01.10e | JAE26431553 | 4 | CHEMISTRY_BUILDING_SWITCH | switch | CISCO | C9200-48T-E | 10.60.50.26 | GigabitEthernet1/0/34 | Spare
Yes | CCH | Customs Campus Area | Chemistry Building | Ground Floor | Export-01 | Rack-11 | VIVANCO | 15 | VSA.6615.01.10e | JAE26431553 | 4 | CHEMISTRY_BUILDING_SWITCH | switch | CISCO | C9200-48T-E | 10.60.50.26 | GigabitEthernet1/0/35 | Spare
Yes | CCH | Customs Campus Area | Chemistry Building | Ground Floor | Export-01 | Rack-11 | VIVANCO | 15 | VSA.6615.01.10e | JAE26431553 | 4 | CHEMISTRY_BUILDING_SWITCH | switch | CISCO | C9200-48T-E | 10.60.50.26 | GigabitEthernet1/0/36 | Spare
Yes | CCH | Customs Campus Area | Chemistry Building | Ground Floor | Export-01 | Rack-11 | VIVANCO | 15 | VSA.6615.01.10e | JAE26431553 | 4 | CHEMISTRY_BUILDING_SWITCH | switch | CISCO | C9200-48T-E | 10.60.50.26 | GigabitEthernet1/0/37 | EXport-RO
Yes | CCH | Customs Campus Area | Chemistry Building | Ground Floor | Export-01 | Rack-11 | VIVANCO | 15 | VSA.6615.01.10e | JAE26431553 | 4 | CHEMISTRY_BUILDING_SWITCH | switch | CISCO | C9200-48T-E | 10.60.50.26 | GigabitEthernet1/0/38 | Spare
Yes | CCH | Customs Campus Area | Chemistry Building | Ground Floor | Export-01 | Rack-11 | VIVANCO | 15 | VSA.6615.01.10e | JAE26431553 | 4 | CHEMISTRY_BUILDING_SWITCH | switch | CISCO | C9200-48T-E | 10.60.50.26 | GigabitEthernet1/0/39 | Spare
Yes | CCH | Customs Campus Area | Chemistry Building | Ground Floor | Export-01 | Rack-11 | VIVANCO | 15 | VSA.6615.01.10e | JAE26431553 | 4 | CHEMISTRY_BUILDING_SWITCH | switch | CISCO | C9200-48T-E | 10.60.50.26 | GigabitEthernet1/0/40 | Spare
Yes | CCH | Customs Campus Area | Chemistry Building | Ground Floor | Export-01 | Rack-11 | VIVANCO | 15 | VSA.6615.01.10e | JAE26431553 | 4 | CHEMISTRY_BUILDING_SWITCH | switch | CISCO | C9200-48T-E | 10.60.50.26 | GigabitEthernet1/0/41 | Spare
Yes | CCH | Customs Campus Area | Chemistry Building | Ground Floor | Export-01 | Rack-11 | VIVANCO | 15 | VSA.6615.01.10e | JAE26431553 | 4 | CHEMISTRY_BUILDING_SWITCH | switch | CISCO | C9200-48T-E | 10.60.50.26 | GigabitEthernet1/0/42 | Spare
Yes | CCH | Customs Campus Area | Chemistry Building | Ground Floor | Export-01 | Rack-11 | VIVANCO | 15 | VSA.6615.01.10e | JAE26431553 | 4 | CHEMISTRY_BUILDING_SWITCH | switch | CISCO | C9200-48T-E | 10.60.50.26 | GigabitEthernet1/0/43 | Spare
Yes | CCH | Customs Campus Area | Chemistry Building | Ground Floor | Export-01 | Rack-11 | VIVANCO | 15 | VSA.6615.01.10e | JAE26431553 | 4 | CHEMISTRY_BUILDING_SWITCH | switch | CISCO | C9200-48T-E | 10.60.50.26 | GigabitEthernet1/0/44 | Spare
Yes | CCH | Customs Campus Area | Chemistry Building | Ground Floor | Export-01 | Rack-11 | VIVANCO | 15 | VSA.6615.01.10e | JAE26431553 | 4 | CHEMISTRY_BUILDING_SWITCH | switch | CISCO | C9200-48T-E | 10.60.50.26 | GigabitEthernet1/0/45 | Spare
Yes | CCH | Customs Campus Area | Chemistry Building | Ground Floor | Export-01 | Rack-11 | VIVANCO | 15 | VSA.6615.01.10e | JAE26431553 | 4 | CHEMISTRY_BUILDING_SWITCH | switch | CISCO | C9200-48T-E | 10.60.50.26 | GigabitEthernet1/0/46 | Spare
Yes | CCH | Customs Campus Area | Chemistry Building | Ground Floor | Export-01 | Rack-11 | VIVANCO | 15 | VSA.6615.01.10e | JAE26431553 | 4 | CHEMISTRY_BUILDING_SWITCH | switch | CISCO | C9200-48T-E | 10.60.50.26 | GigabitEthernet1/0/47 | Spare
Yes | CCH | Customs Campus Area | Chemistry Building | Ground Floor | Export-01 | Rack-11 | VIVANCO | 15 | VSA.6615.01.10e | JAE26431553 | 4 | CHEMISTRY_BUILDING_SWITCH | switch | CISCO | C9200-48T-E | 10.60.50.26 | GigabitEthernet1/0/48 | Spare
Yes | CCH | Customs Campus Area | Chemistry Building | Ground Floor | Export-01 | Rack-11 | VIVANCO | 15 | VSA.6615.01.10e | JAE26431553 | 4 | CHEMISTRY_BUILDING_SWITCH | switch | CISCO | C9200-48T-E | 10.60.50.26 | Te1/1/1 | Connected_to_CCH_1st_Floor_Core_SW_Te1/0/6
Yes | CCH | Customs Campus Area | Chemistry Building | Ground Floor | Export-01 | Rack-11 | VIVANCO | 15 | VSA.6615.01.10e | JAE26431553 | 4 | CHEMISTRY_BUILDING_SWITCH | switch | CISCO | C9200-48T-E | 10.60.50.26 | Te1/1/2 | Connected_to_CCH_1st_Floor_Core_SW_Te2/0/6
Yes | CCH | Customs Campus Area | Chemistry Building | Ground Floor | Export-01 | Rack-11 | VIVANCO | 15 | VSA.6615.01.10e | JAE26431553 | 4 | CHEMISTRY_BUILDING_SWITCH | switch | CISCO | C9200-48T-E | 10.60.50.26 | Te1/1/3 | Spare
Yes | CCH | Customs Campus Area | Chemistry Building | Ground Floor | Export-01 | Rack-11 | VIVANCO | 15 | VSA.6615.01.10e | JAE26431553 | 4 | CHEMISTRY_BUILDING_SWITCH | switch | CISCO | C9200-48T-E | 10.60.50.26 | Te1/1/4 | Spare
Yes | CCH | Modular Data Center | Chattogram Customs Building | 1st Floor | Server Room | MDC Rack-3 | VIVANCO | 42 | X7S-6242-RGB-B | JAE264317RE | 33 | 1st_Floor_MDC_SW | switch | CISCO | C9200-48T-E | 10.60.50.34 | GigabitEthernet1/0/1 | Spare
Yes | CCH | Modular Data Center | Chattogram Customs Building | 1st Floor | Server Room | MDC Rack-3 | VIVANCO | 42 | X7S-6242-RGB-B | JAE264317RE | 33 | 1st_Floor_MDC_SW | switch | CISCO | C9200-48T-E | 10.60.50.34 | GigabitEthernet1/0/2 | Spare
Yes | CCH | Modular Data Center | Chattogram Customs Building | 1st Floor | Server Room | MDC Rack-3 | VIVANCO | 42 | X7S-6242-RGB-B | JAE264317RE | 33 | 1st_Floor_MDC_SW | switch | CISCO | C9200-48T-E | 10.60.50.34 | GigabitEthernet1/0/3 | Section 5B-ARO
Yes | CCH | Modular Data Center | Chattogram Customs Building | 1st Floor | Server Room | MDC Rack-3 | VIVANCO | 42 | X7S-6242-RGB-B | JAE264317RE | 33 | 1st_Floor_MDC_SW | switch | CISCO | C9200-48T-E | 10.60.50.34 | GigabitEthernet1/0/4 | Spare
Yes | CCH | Modular Data Center | Chattogram Customs Building | 1st Floor | Server Room | MDC Rack-3 | VIVANCO | 42 | X7S-6242-RGB-B | JAE264317RE | 33 | 1st_Floor_MDC_SW | switch | CISCO | C9200-48T-E | 10.60.50.34 | GigabitEthernet1/0/5 | Section 5B-ARO
Yes | CCH | Modular Data Center | Chattogram Customs Building | 1st Floor | Server Room | MDC Rack-3 | VIVANCO | 42 | X7S-6242-RGB-B | JAE264317RE | 33 | 1st_Floor_MDC_SW | switch | CISCO | C9200-48T-E | 10.60.50.34 | GigabitEthernet1/0/6 | Spare
Yes | CCH | Modular Data Center | Chattogram Customs Building | 1st Floor | Server Room | MDC Rack-3 | VIVANCO | 42 | X7S-6242-RGB-B | JAE264317RE | 33 | 1st_Floor_MDC_SW | switch | CISCO | C9200-48T-E | 10.60.50.34 | GigabitEthernet1/0/7 | Section 5B-ARO
Yes | CCH | Modular Data Center | Chattogram Customs Building | 1st Floor | Server Room | MDC Rack-3 | VIVANCO | 42 | X7S-6242-RGB-B | JAE264317RE | 33 | 1st_Floor_MDC_SW | switch | CISCO | C9200-48T-E | 10.60.50.34 | GigabitEthernet1/0/8 | Spare
Yes | CCH | Modular Data Center | Chattogram Customs Building | 1st Floor | Server Room | MDC Rack-3 | VIVANCO | 42 | X7S-6242-RGB-B | JAE264317RE | 33 | 1st_Floor_MDC_SW | switch | CISCO | C9200-48T-E | 10.60.50.34 | GigabitEthernet1/0/9 | Spare
Yes | CCH | Modular Data Center | Chattogram Customs Building | 1st Floor | Server Room | MDC Rack-3 | VIVANCO | 42 | X7S-6242-RGB-B | JAE264317RE | 33 | 1st_Floor_MDC_SW | switch | CISCO | C9200-48T-E | 10.60.50.34 | GigabitEthernet1/0/10 | Spare
Yes | CCH | Modular Data Center | Chattogram Customs Building | 1st Floor | Server Room | MDC Rack-3 | VIVANCO | 42 | X7S-6242-RGB-B | JAE264317RE | 33 | 1st_Floor_MDC_SW | switch | CISCO | C9200-48T-E | 10.60.50.34 | GigabitEthernet1/0/11 | Section 5B-RO
Yes | CCH | Modular Data Center | Chattogram Customs Building | 1st Floor | Server Room | MDC Rack-3 | VIVANCO | 42 | X7S-6242-RGB-B | JAE264317RE | 33 | 1st_Floor_MDC_SW | switch | CISCO | C9200-48T-E | 10.60.50.34 | GigabitEthernet1/0/12 | Spare
Yes | CCH | Modular Data Center | Chattogram Customs Building | 1st Floor | Server Room | MDC Rack-3 | VIVANCO | 42 | X7S-6242-RGB-B | JAE264317RE | 33 | 1st_Floor_MDC_SW | switch | CISCO | C9200-48T-E | 10.60.50.34 | GigabitEthernet1/0/13 | Section 5B-ARO
Yes | CCH | Modular Data Center | Chattogram Customs Building | 1st Floor | Server Room | MDC Rack-3 | VIVANCO | 42 | X7S-6242-RGB-B | JAE264317RE | 33 | 1st_Floor_MDC_SW | switch | CISCO | C9200-48T-E | 10.60.50.34 | GigabitEthernet1/0/14 | Spare
Yes | CCH | Modular Data Center | Chattogram Customs Building | 1st Floor | Server Room | MDC Rack-3 | VIVANCO | 42 | X7S-6242-RGB-B | JAE264317RE | 33 | 1st_Floor_MDC_SW | switch | CISCO | C9200-48T-E | 10.60.50.34 | GigabitEthernet1/0/15 | Section 5B-ARO
Yes | CCH | Modular Data Center | Chattogram Customs Building | 1st Floor | Server Room | MDC Rack-3 | VIVANCO | 42 | X7S-6242-RGB-B | JAE264317RE | 33 | 1st_Floor_MDC_SW | switch | CISCO | C9200-48T-E | 10.60.50.34 | GigabitEthernet1/0/16 | Spare
Yes | CCH | Modular Data Center | Chattogram Customs Building | 1st Floor | Server Room | MDC Rack-3 | VIVANCO | 42 | X7S-6242-RGB-B | JAE264317RE | 33 | 1st_Floor_MDC_SW | switch | CISCO | C9200-48T-E | 10.60.50.34 | GigabitEthernet1/0/17 | Spare
Yes | CCH | Modular Data Center | Chattogram Customs Building | 1st Floor | Server Room | MDC Rack-3 | VIVANCO | 42 | X7S-6242-RGB-B | JAE264317RE | 33 | 1st_Floor_MDC_SW | switch | CISCO | C9200-48T-E | 10.60.50.34 | GigabitEthernet1/0/18 | Spare
Yes | CCH | Modular Data Center | Chattogram Customs Building | 1st Floor | Server Room | MDC Rack-3 | VIVANCO | 42 | X7S-6242-RGB-B | JAE264317RE | 33 | 1st_Floor_MDC_SW | switch | CISCO | C9200-48T-E | 10.60.50.34 | GigabitEthernet1/0/19 | Spare
Yes | CCH | Modular Data Center | Chattogram Customs Building | 1st Floor | Server Room | MDC Rack-3 | VIVANCO | 42 | X7S-6242-RGB-B | JAE264317RE | 33 | 1st_Floor_MDC_SW | switch | CISCO | C9200-48T-E | 10.60.50.34 | GigabitEthernet1/0/20 | Spare
Yes | CCH | Modular Data Center | Chattogram Customs Building | 1st Floor | Server Room | MDC Rack-3 | VIVANCO | 42 | X7S-6242-RGB-B | JAE264317RE | 33 | 1st_Floor_MDC_SW | switch | CISCO | C9200-48T-E | 10.60.50.34 | GigabitEthernet1/0/21 | Section 2-RO
Yes | CCH | Modular Data Center | Chattogram Customs Building | 1st Floor | Server Room | MDC Rack-3 | VIVANCO | 42 | X7S-6242-RGB-B | JAE264317RE | 33 | 1st_Floor_MDC_SW | switch | CISCO | C9200-48T-E | 10.60.50.34 | GigabitEthernet1/0/22 | DC-H M Kabir
Yes | CCH | Modular Data Center | Chattogram Customs Building | 1st Floor | Server Room | MDC Rack-3 | VIVANCO | 42 | X7S-6242-RGB-B | JAE264317RE | 33 | 1st_Floor_MDC_SW | switch | CISCO | C9200-48T-E | 10.60.50.34 | GigabitEthernet1/0/23 | Spare
Yes | CCH | Modular Data Center | Chattogram Customs Building | 1st Floor | Server Room | MDC Rack-3 | VIVANCO | 42 | X7S-6242-RGB-B | JAE264317RE | 33 | 1st_Floor_MDC_SW | switch | CISCO | C9200-48T-E | 10.60.50.34 | GigabitEthernet1/0/24 | Section 2-ARO
Yes | CCH | Modular Data Center | Chattogram Customs Building | 1st Floor | Server Room | MDC Rack-3 | VIVANCO | 42 | X7S-6242-RGB-B | JAE264317RE | 33 | 1st_Floor_MDC_SW | switch | CISCO | C9200-48T-E | 10.60.50.34 | GigabitEthernet1/0/25 | Section 2-ARO
Yes | CCH | Modular Data Center | Chattogram Customs Building | 1st Floor | Server Room | MDC Rack-3 | VIVANCO | 42 | X7S-6242-RGB-B | JAE264317RE | 33 | 1st_Floor_MDC_SW | switch | CISCO | C9200-48T-E | 10.60.50.34 | GigabitEthernet1/0/26 | Spare
Yes | CCH | Modular Data Center | Chattogram Customs Building | 1st Floor | Server Room | MDC Rack-3 | VIVANCO | 42 | X7S-6242-RGB-B | JAE264317RE | 33 | 1st_Floor_MDC_SW | switch | CISCO | C9200-48T-E | 10.60.50.34 | GigabitEthernet1/0/27 | Section 2-ARO
Yes | CCH | Modular Data Center | Chattogram Customs Building | 1st Floor | Server Room | MDC Rack-3 | VIVANCO | 42 | X7S-6242-RGB-B | JAE264317RE | 33 | 1st_Floor_MDC_SW | switch | CISCO | C9200-48T-E | 10.60.50.34 | GigabitEthernet1/0/28 | Spare
Yes | CCH | Modular Data Center | Chattogram Customs Building | 1st Floor | Server Room | MDC Rack-3 | VIVANCO | 42 | X7S-6242-RGB-B | JAE264317RE | 33 | 1st_Floor_MDC_SW | switch | CISCO | C9200-48T-E | 10.60.50.34 | GigabitEthernet1/0/29 | Spare
Yes | CCH | Modular Data Center | Chattogram Customs Building | 1st Floor | Server Room | MDC Rack-3 | VIVANCO | 42 | X7S-6242-RGB-B | JAE264317RE | 33 | 1st_Floor_MDC_SW | switch | CISCO | C9200-48T-E | 10.60.50.34 | GigabitEthernet1/0/30 | Spare
Yes | CCH | Modular Data Center | Chattogram Customs Building | 1st Floor | Server Room | MDC Rack-3 | VIVANCO | 42 | X7S-6242-RGB-B | JAE264317RE | 33 | 1st_Floor_MDC_SW | switch | CISCO | C9200-48T-E | 10.60.50.34 | GigabitEthernet1/0/31 | Section 2-ARO
Yes | CCH | Modular Data Center | Chattogram Customs Building | 1st Floor | Server Room | MDC Rack-3 | VIVANCO | 42 | X7S-6242-RGB-B | JAE264317RE | 33 | 1st_Floor_MDC_SW | switch | CISCO | C9200-48T-E | 10.60.50.34 | GigabitEthernet1/0/32 | Spare
Yes | CCH | Modular Data Center | Chattogram Customs Building | 1st Floor | Server Room | MDC Rack-3 | VIVANCO | 42 | X7S-6242-RGB-B | JAE264317RE | 33 | 1st_Floor_MDC_SW | switch | CISCO | C9200-48T-E | 10.60.50.34 | GigabitEthernet1/0/33 | PCA-Computer Operator
Yes | CCH | Modular Data Center | Chattogram Customs Building | 1st Floor | Server Room | MDC Rack-3 | VIVANCO | 42 | X7S-6242-RGB-B | JAE264317RE | 33 | 1st_Floor_MDC_SW | switch | CISCO | C9200-48T-E | 10.60.50.34 | GigabitEthernet1/0/34 | Spare
Yes | CCH | Modular Data Center | Chattogram Customs Building | 1st Floor | Server Room | MDC Rack-3 | VIVANCO | 42 | X7S-6242-RGB-B | JAE264317RE | 33 | 1st_Floor_MDC_SW | switch | CISCO | C9200-48T-E | 10.60.50.34 | GigabitEthernet1/0/35 | PCA-Computer Operator
Yes | CCH | Modular Data Center | Chattogram Customs Building | 1st Floor | Server Room | MDC Rack-3 | VIVANCO | 42 | X7S-6242-RGB-B | JAE264317RE | 33 | 1st_Floor_MDC_SW | switch | CISCO | C9200-48T-E | 10.60.50.34 | GigabitEthernet1/0/36 | Spare
Yes | CCH | Modular Data Center | Chattogram Customs Building | 1st Floor | Server Room | MDC Rack-3 | VIVANCO | 42 | X7S-6242-RGB-B | JAE264317RE | 33 | 1st_Floor_MDC_SW | switch | CISCO | C9200-48T-E | 10.60.50.34 | GigabitEthernet1/0/37 | Spare
Yes | CCH | Modular Data Center | Chattogram Customs Building | 1st Floor | Server Room | MDC Rack-3 | VIVANCO | 42 | X7S-6242-RGB-B | JAE264317RE | 33 | 1st_Floor_MDC_SW | switch | CISCO | C9200-48T-E | 10.60.50.34 | GigabitEthernet1/0/38 | Spare
Yes | CCH | Modular Data Center | Chattogram Customs Building | 1st Floor | Server Room | MDC Rack-3 | VIVANCO | 42 | X7S-6242-RGB-B | JAE264317RE | 33 | 1st_Floor_MDC_SW | switch | CISCO | C9200-48T-E | 10.60.50.34 | GigabitEthernet1/0/39 | Audit Section
Yes | CCH | Modular Data Center | Chattogram Customs Building | 1st Floor | Server Room | MDC Rack-3 | VIVANCO | 42 | X7S-6242-RGB-B | JAE264317RE | 33 | 1st_Floor_MDC_SW | switch | CISCO | C9200-48T-E | 10.60.50.34 | GigabitEthernet1/0/40 | Spare
Yes | CCH | Modular Data Center | Chattogram Customs Building | 1st Floor | Server Room | MDC Rack-3 | VIVANCO | 42 | X7S-6242-RGB-B | JAE264317RE | 33 | 1st_Floor_MDC_SW | switch | CISCO | C9200-48T-E | 10.60.50.34 | GigabitEthernet1/0/41 | PCA-ARO
Yes | CCH | Modular Data Center | Chattogram Customs Building | 1st Floor | Server Room | MDC Rack-3 | VIVANCO | 42 | X7S-6242-RGB-B | JAE264317RE | 33 | 1st_Floor_MDC_SW | switch | CISCO | C9200-48T-E | 10.60.50.34 | GigabitEthernet1/0/42 | Spare
Yes | CCH | Modular Data Center | Chattogram Customs Building | 1st Floor | Server Room | MDC Rack-3 | VIVANCO | 42 | X7S-6242-RGB-B | JAE264317RE | 33 | 1st_Floor_MDC_SW | switch | CISCO | C9200-48T-E | 10.60.50.34 | GigabitEthernet1/0/43 | PCA-RO
Yes | CCH | Modular Data Center | Chattogram Customs Building | 1st Floor | Server Room | MDC Rack-3 | VIVANCO | 42 | X7S-6242-RGB-B | JAE264317RE | 33 | 1st_Floor_MDC_SW | switch | CISCO | C9200-48T-E | 10.60.50.34 | GigabitEthernet1/0/44 | Spare
Yes | CCH | Modular Data Center | Chattogram Customs Building | 1st Floor | Server Room | MDC Rack-3 | VIVANCO | 42 | X7S-6242-RGB-B | JAE264317RE | 33 | 1st_Floor_MDC_SW | switch | CISCO | C9200-48T-E | 10.60.50.34 | GigabitEthernet1/0/45 | PCA-ARO
Yes | CCH | Modular Data Center | Chattogram Customs Building | 1st Floor | Server Room | MDC Rack-3 | VIVANCO | 42 | X7S-6242-RGB-B | JAE264317RE | 33 | 1st_Floor_MDC_SW | switch | CISCO | C9200-48T-E | 10.60.50.34 | GigabitEthernet1/0/46 | Spare
Yes | CCH | Modular Data Center | Chattogram Customs Building | 1st Floor | Server Room | MDC Rack-3 | VIVANCO | 42 | X7S-6242-RGB-B | JAE264317RE | 33 | 1st_Floor_MDC_SW | switch | CISCO | C9200-48T-E | 10.60.50.34 | GigabitEthernet1/0/47 | Spare
Yes | CCH | Modular Data Center | Chattogram Customs Building | 1st Floor | Server Room | MDC Rack-3 | VIVANCO | 42 | X7S-6242-RGB-B | JAE264317RE | 33 | 1st_Floor_MDC_SW | switch | CISCO | C9200-48T-E | 10.60.50.34 | GigabitEthernet1/0/48 | Spare
Yes | CCH | Modular Data Center | Chattogram Customs Building | 1st Floor | Server Room | MDC Rack-3 | VIVANCO | 42 | X7S-6242-RGB-B | JAE264317RE | 33 | 1st_Floor_MDC_SW | switch | CISCO | C9200-48T-E | 10.60.50.34 | Te1/1/1 | C9500-40X Ten 2/0/22
Yes | CCH | Modular Data Center | Chattogram Customs Building | 1st Floor | Server Room | MDC Rack-3 | VIVANCO | 42 | X7S-6242-RGB-B | JAE264317RE | 33 | 1st_Floor_MDC_SW | switch | CISCO | C9200-48T-E | 10.60.50.34 | Te1/1/2
Yes | CCH | Modular Data Center | Chattogram Customs Building | 1st Floor | Server Room | MDC Rack-3 | VIVANCO | 42 | X7S-6242-RGB-B | JAE264317RE | 33 | 1st_Floor_MDC_SW | switch | CISCO | C9200-48T-E | 10.60.50.34 | Te1/1/3
Yes | CCH | Modular Data Center | Chattogram Customs Building | 1st Floor | Server Room | MDC Rack-3 | VIVANCO | 42 | X7S-6242-RGB-B | JAE264317RE | 33 | 1st_Floor_MDC_SW | switch | CISCO | C9200-48T-E | 10.60.50.34 | Te1/1/4
Yes | CCH | Customs Campus Area | Chattogram Customs Building | 1st Floor | Hall-Room | Rack-05 | VIVANCO | 15 | VSA.6615.01.10e | JAE2643166T | 4 | CCH_1st_Floor_SW_3_Hall_ROOM | Switch | CISCO | C9200-48T-E | 10.60.50.32 | GigabitEthernet1/0/1 | Section 8D-RO
Yes | CCH | Customs Campus Area | Chattogram Customs Building | 1st Floor | Hall-Room | Rack-05 | VIVANCO | 15 | VSA.6615.01.10e | JAE2643166T | 4 | CCH_1st_Floor_SW_3_Hall_ROOM | Switch | CISCO | C9200-48T-E | 10.60.50.32 | GigabitEthernet1/0/2 | Spare
Yes | CCH | Customs Campus Area | Chattogram Customs Building | 1st Floor | Hall-Room | Rack-05 | VIVANCO | 15 | VSA.6615.01.10e | JAE2643166T | 4 | CCH_1st_Floor_SW_3_Hall_ROOM | Switch | CISCO | C9200-48T-E | 10.60.50.32 | GigabitEthernet1/0/3 | Spare
Yes | CCH | Customs Campus Area | Chattogram Customs Building | 1st Floor | Hall-Room | Rack-05 | VIVANCO | 15 | VSA.6615.01.10e | JAE2643166T | 4 | CCH_1st_Floor_SW_3_Hall_ROOM | Switch | CISCO | C9200-48T-E | 10.60.50.32 | GigabitEthernet1/0/4 | Spare
Yes | CCH | Customs Campus Area | Chattogram Customs Building | 1st Floor | Hall-Room | Rack-05 | VIVANCO | 15 | VSA.6615.01.10e | JAE2643166T | 4 | CCH_1st_Floor_SW_3_Hall_ROOM | Switch | CISCO | C9200-48T-E | 10.60.50.32 | GigabitEthernet1/0/5 | Section 3-RO
Yes | CCH | Customs Campus Area | Chattogram Customs Building | 1st Floor | Hall-Room | Rack-05 | VIVANCO | 15 | VSA.6615.01.10e | JAE2643166T | 4 | CCH_1st_Floor_SW_3_Hall_ROOM | Switch | CISCO | C9200-48T-E | 10.60.50.32 | GigabitEthernet1/0/6 | Section 4-ARO
Yes | CCH | Customs Campus Area | Chattogram Customs Building | 1st Floor | Hall-Room | Rack-05 | VIVANCO | 15 | VSA.6615.01.10e | JAE2643166T | 4 | CCH_1st_Floor_SW_3_Hall_ROOM | Switch | CISCO | C9200-48T-E | 10.60.50.32 | GigabitEthernet1/0/7 | Section 3-ARO
Yes | CCH | Customs Campus Area | Chattogram Customs Building | 1st Floor | Hall-Room | Rack-05 | VIVANCO | 15 | VSA.6615.01.10e | JAE2643166T | 4 | CCH_1st_Floor_SW_3_Hall_ROOM | Switch | CISCO | C9200-48T-E | 10.60.50.32 | GigabitEthernet1/0/8 | Spare
Yes | CCH | Customs Campus Area | Chattogram Customs Building | 1st Floor | Hall-Room | Rack-05 | VIVANCO | 15 | VSA.6615.01.10e | JAE2643166T | 4 | CCH_1st_Floor_SW_3_Hall_ROOM | Switch | CISCO | C9200-48T-E | 10.60.50.32 | GigabitEthernet1/0/9 | Section 5A-ARO
Yes | CCH | Customs Campus Area | Chattogram Customs Building | 1st Floor | Hall-Room | Rack-05 | VIVANCO | 15 | VSA.6615.01.10e | JAE2643166T | 4 | CCH_1st_Floor_SW_3_Hall_ROOM | Switch | CISCO | C9200-48T-E | 10.60.50.32 | GigabitEthernet1/0/10 | Section 8B-ARO
Yes | CCH | Customs Campus Area | Chattogram Customs Building | 1st Floor | Hall-Room | Rack-05 | VIVANCO | 15 | VSA.6615.01.10e | JAE2643166T | 4 | CCH_1st_Floor_SW_3_Hall_ROOM | Switch | CISCO | C9200-48T-E | 10.60.50.32 | GigabitEthernet1/0/11 | Section 5A-ARO
Yes | CCH | Customs Campus Area | Chattogram Customs Building | 1st Floor | Hall-Room | Rack-05 | VIVANCO | 15 | VSA.6615.01.10e | JAE2643166T | 4 | CCH_1st_Floor_SW_3_Hall_ROOM | Switch | CISCO | C9200-48T-E | 10.60.50.32 | GigabitEthernet1/0/12 | Spare
Yes | CCH | Customs Campus Area | Chattogram Customs Building | 1st Floor | Hall-Room | Rack-05 | VIVANCO | 15 | VSA.6615.01.10e | JAE2643166T | 4 | CCH_1st_Floor_SW_3_Hall_ROOM | Switch | CISCO | C9200-48T-E | 10.60.50.32 | GigabitEthernet1/0/13 | Section 5A-ARO
Yes | CCH | Customs Campus Area | Chattogram Customs Building | 1st Floor | Hall-Room | Rack-05 | VIVANCO | 15 | VSA.6615.01.10e | JAE2643166T | 4 | CCH_1st_Floor_SW_3_Hall_ROOM | Switch | CISCO | C9200-48T-E | 10.60.50.32 | GigabitEthernet1/0/14 | Spare
Yes | CCH | Customs Campus Area | Chattogram Customs Building | 1st Floor | Hall-Room | Rack-05 | VIVANCO | 15 | VSA.6615.01.10e | JAE2643166T | 4 | CCH_1st_Floor_SW_3_Hall_ROOM | Switch | CISCO | C9200-48T-E | 10.60.50.32 | GigabitEthernet1/0/15 | Section 5A-ARO
Yes | CCH | Customs Campus Area | Chattogram Customs Building | 1st Floor | Hall-Room | Rack-05 | VIVANCO | 15 | VSA.6615.01.10e | JAE2643166T | 4 | CCH_1st_Floor_SW_3_Hall_ROOM | Switch | CISCO | C9200-48T-E | 10.60.50.32 | GigabitEthernet1/0/16 | Spare
Yes | CCH | Customs Campus Area | Chattogram Customs Building | 1st Floor | Hall-Room | Rack-05 | VIVANCO | 15 | VSA.6615.01.10e | JAE2643166T | 4 | CCH_1st_Floor_SW_3_Hall_ROOM | Switch | CISCO | C9200-48T-E | 10.60.50.32 | GigabitEthernet1/0/17 | Section 3-ARO
Yes | CCH | Customs Campus Area | Chattogram Customs Building | 1st Floor | Hall-Room | Rack-05 | VIVANCO | 15 | VSA.6615.01.10e | JAE2643166T | 4 | CCH_1st_Floor_SW_3_Hall_ROOM | Switch | CISCO | C9200-48T-E | 10.60.50.32 | GigabitEthernet1/0/18 | Spare
Yes | CCH | Customs Campus Area | Chattogram Customs Building | 1st Floor | Hall-Room | Rack-05 | VIVANCO | 15 | VSA.6615.01.10e | JAE2643166T | 4 | CCH_1st_Floor_SW_3_Hall_ROOM | Switch | CISCO | C9200-48T-E | 10.60.50.32 | GigabitEthernet1/0/19 | Section 4-ARO
Yes | CCH | Customs Campus Area | Chattogram Customs Building | 1st Floor | Hall-Room | Rack-05 | VIVANCO | 15 | VSA.6615.01.10e | JAE2643166T | 4 | CCH_1st_Floor_SW_3_Hall_ROOM | Switch | CISCO | C9200-48T-E | 10.60.50.32 | GigabitEthernet1/0/20 | Section 8B-RO
Yes | CCH | Customs Campus Area | Chattogram Customs Building | 1st Floor | Hall-Room | Rack-05 | VIVANCO | 15 | VSA.6615.01.10e | JAE2643166T | 4 | CCH_1st_Floor_SW_3_Hall_ROOM | Switch | CISCO | C9200-48T-E | 10.60.50.32 | GigabitEthernet1/0/21 | Section 4-RO
Yes | CCH | Customs Campus Area | Chattogram Customs Building | 1st Floor | Hall-Room | Rack-05 | VIVANCO | 15 | VSA.6615.01.10e | JAE2643166T | 4 | CCH_1st_Floor_SW_3_Hall_ROOM | Switch | CISCO | C9200-48T-E | 10.60.50.32 | GigabitEthernet1/0/22 | Spare
Yes | CCH | Customs Campus Area | Chattogram Customs Building | 1st Floor | Hall-Room | Rack-05 | VIVANCO | 15 | VSA.6615.01.10e | JAE2643166T | 4 | CCH_1st_Floor_SW_3_Hall_ROOM | Switch | CISCO | C9200-48T-E | 10.60.50.32 | GigabitEthernet1/0/23 | Spare
Yes | CCH | Customs Campus Area | Chattogram Customs Building | 1st Floor | Hall-Room | Rack-05 | VIVANCO | 15 | VSA.6615.01.10e | JAE2643166T | 4 | CCH_1st_Floor_SW_3_Hall_ROOM | Switch | CISCO | C9200-48T-E | 10.60.50.32 | GigabitEthernet1/0/24 | Section 8B-ARO
Yes | CCH | Customs Campus Area | Chattogram Customs Building | 1st Floor | Hall-Room | Rack-05 | VIVANCO | 15 | VSA.6615.01.10e | JAE2643166T | 4 | CCH_1st_Floor_SW_3_Hall_ROOM | Switch | CISCO | C9200-48T-E | 10.60.50.32 | GigabitEthernet1/0/25 | Section 4-ARO
Yes | CCH | Customs Campus Area | Chattogram Customs Building | 1st Floor | Hall-Room | Rack-05 | VIVANCO | 15 | VSA.6615.01.10e | JAE2643166T | 4 | CCH_1st_Floor_SW_3_Hall_ROOM | Switch | CISCO | C9200-48T-E | 10.60.50.32 | GigabitEthernet1/0/26 | Section 7A-ARO
Yes | CCH | Customs Campus Area | Chattogram Customs Building | 1st Floor | Hall-Room | Rack-05 | VIVANCO | 15 | VSA.6615.01.10e | JAE2643166T | 4 | CCH_1st_Floor_SW_3_Hall_ROOM | Switch | CISCO | C9200-48T-E | 10.60.50.32 | GigabitEthernet1/0/27 | Section 4-ARO
Yes | CCH | Customs Campus Area | Chattogram Customs Building | 1st Floor | Hall-Room | Rack-05 | VIVANCO | 15 | VSA.6615.01.10e | JAE2643166T | 4 | CCH_1st_Floor_SW_3_Hall_ROOM | Switch | CISCO | C9200-48T-E | 10.60.50.32 | GigabitEthernet1/0/28 | Spare
Yes | CCH | Customs Campus Area | Chattogram Customs Building | 1st Floor | Hall-Room | Rack-05 | VIVANCO | 15 | VSA.6615.01.10e | JAE2643166T | 4 | CCH_1st_Floor_SW_3_Hall_ROOM | Switch | CISCO | C9200-48T-E | 10.60.50.32 | GigabitEthernet1/0/29 | Spare
Yes | CCH | Customs Campus Area | Chattogram Customs Building | 1st Floor | Hall-Room | Rack-05 | VIVANCO | 15 | VSA.6615.01.10e | JAE2643166T | 4 | CCH_1st_Floor_SW_3_Hall_ROOM | Switch | CISCO | C9200-48T-E | 10.60.50.32 | GigabitEthernet1/0/30 | Section 8B-ARO
Yes | CCH | Customs Campus Area | Chattogram Customs Building | 1st Floor | Hall-Room | Rack-05 | VIVANCO | 15 | VSA.6615.01.10e | JAE2643166T | 4 | CCH_1st_Floor_SW_3_Hall_ROOM | Switch | CISCO | C9200-48T-E | 10.60.50.32 | GigabitEthernet1/0/31 | Spare
Yes | CCH | Customs Campus Area | Chattogram Customs Building | 1st Floor | Hall-Room | Rack-05 | VIVANCO | 15 | VSA.6615.01.10e | JAE2643166T | 4 | CCH_1st_Floor_SW_3_Hall_ROOM | Switch | CISCO | C9200-48T-E | 10.60.50.32 | GigabitEthernet1/0/32 | Spare
Yes | CCH | Customs Campus Area | Chattogram Customs Building | 1st Floor | Hall-Room | Rack-05 | VIVANCO | 15 | VSA.6615.01.10e | JAE2643166T | 4 | CCH_1st_Floor_SW_3_Hall_ROOM | Switch | CISCO | C9200-48T-E | 10.60.50.32 | GigabitEthernet1/0/33 | Spare
Yes | CCH | Customs Campus Area | Chattogram Customs Building | 1st Floor | Hall-Room | Rack-05 | VIVANCO | 15 | VSA.6615.01.10e | JAE2643166T | 4 | CCH_1st_Floor_SW_3_Hall_ROOM | Switch | CISCO | C9200-48T-E | 10.60.50.32 | GigabitEthernet1/0/34 | Spare
Yes | CCH | Customs Campus Area | Chattogram Customs Building | 1st Floor | Hall-Room | Rack-05 | VIVANCO | 15 | VSA.6615.01.10e | JAE2643166T | 4 | CCH_1st_Floor_SW_3_Hall_ROOM | Switch | CISCO | C9200-48T-E | 10.60.50.32 | GigabitEthernet1/0/35 | Spare
Yes | CCH | Customs Campus Area | Chattogram Customs Building | 1st Floor | Hall-Room | Rack-05 | VIVANCO | 15 | VSA.6615.01.10e | JAE2643166T | 4 | CCH_1st_Floor_SW_3_Hall_ROOM | Switch | CISCO | C9200-48T-E | 10.60.50.32 | GigabitEthernet1/0/36 | Section 7A-RO
Yes | CCH | Customs Campus Area | Chattogram Customs Building | 1st Floor | Hall-Room | Rack-05 | VIVANCO | 15 | VSA.6615.01.10e | JAE2643166T | 4 | CCH_1st_Floor_SW_3_Hall_ROOM | Switch | CISCO | C9200-48T-E | 10.60.50.32 | GigabitEthernet1/0/37 | Spare
Yes | CCH | Customs Campus Area | Chattogram Customs Building | 1st Floor | Hall-Room | Rack-05 | VIVANCO | 15 | VSA.6615.01.10e | JAE2643166T | 4 | CCH_1st_Floor_SW_3_Hall_ROOM | Switch | CISCO | C9200-48T-E | 10.60.50.32 | GigabitEthernet1/0/38 | Section 7A-ARO
Yes | CCH | Customs Campus Area | Chattogram Customs Building | 1st Floor | Hall-Room | Rack-05 | VIVANCO | 15 | VSA.6615.01.10e | JAE2643166T | 4 | CCH_1st_Floor_SW_3_Hall_ROOM | Switch | CISCO | C9200-48T-E | 10.60.50.32 | GigabitEthernet1/0/39 | Spare
Yes | CCH | Customs Campus Area | Chattogram Customs Building | 1st Floor | Hall-Room | Rack-05 | VIVANCO | 15 | VSA.6615.01.10e | JAE2643166T | 4 | CCH_1st_Floor_SW_3_Hall_ROOM | Switch | CISCO | C9200-48T-E | 10.60.50.32 | GigabitEthernet1/0/40 | Section 7A-ARO
Yes | CCH | Customs Campus Area | Chattogram Customs Building | 1st Floor | Hall-Room | Rack-05 | VIVANCO | 15 | VSA.6615.01.10e | JAE2643166T | 4 | CCH_1st_Floor_SW_3_Hall_ROOM | Switch | CISCO | C9200-48T-E | 10.60.50.32 | GigabitEthernet1/0/41 | Spare
Yes | CCH | Customs Campus Area | Chattogram Customs Building | 1st Floor | Hall-Room | Rack-05 | VIVANCO | 15 | VSA.6615.01.10e | JAE2643166T | 4 | CCH_1st_Floor_SW_3_Hall_ROOM | Switch | CISCO | C9200-48T-E | 10.60.50.32 | GigabitEthernet1/0/42 | Spare
Yes | CCH | Customs Campus Area | Chattogram Customs Building | 1st Floor | Hall-Room | Rack-05 | VIVANCO | 15 | VSA.6615.01.10e | JAE2643166T | 4 | CCH_1st_Floor_SW_3_Hall_ROOM | Switch | CISCO | C9200-48T-E | 10.60.50.32 | GigabitEthernet1/0/43 | Spare
Yes | CCH | Customs Campus Area | Chattogram Customs Building | 1st Floor | Hall-Room | Rack-05 | VIVANCO | 15 | VSA.6615.01.10e | JAE2643166T | 4 | CCH_1st_Floor_SW_3_Hall_ROOM | Switch | CISCO | C9200-48T-E | 10.60.50.32 | GigabitEthernet1/0/44 | Spare
Yes | CCH | Customs Campus Area | Chattogram Customs Building | 1st Floor | Hall-Room | Rack-05 | VIVANCO | 15 | VSA.6615.01.10e | JAE2643166T | 4 | CCH_1st_Floor_SW_3_Hall_ROOM | Switch | CISCO | C9200-48T-E | 10.60.50.32 | GigabitEthernet1/0/45 | Spare
Yes | CCH | Customs Campus Area | Chattogram Customs Building | 1st Floor | Hall-Room | Rack-05 | VIVANCO | 15 | VSA.6615.01.10e | JAE2643166T | 4 | CCH_1st_Floor_SW_3_Hall_ROOM | Switch | CISCO | C9200-48T-E | 10.60.50.32 | GigabitEthernet1/0/46 | Section 7A-ARO
Yes | CCH | Customs Campus Area | Chattogram Customs Building | 1st Floor | Hall-Room | Rack-05 | VIVANCO | 15 | VSA.6615.01.10e | JAE2643166T | 4 | CCH_1st_Floor_SW_3_Hall_ROOM | Switch | CISCO | C9200-48T-E | 10.60.50.32 | GigabitEthernet1/0/47 | Spare
Yes | CCH | Customs Campus Area | Chattogram Customs Building | 1st Floor | Hall-Room | Rack-05 | VIVANCO | 15 | VSA.6615.01.10e | JAE2643166T | 4 | CCH_1st_Floor_SW_3_Hall_ROOM | Switch | CISCO | C9200-48T-E | 10.60.50.32 | GigabitEthernet1/0/48 | Section 7A-ARO
Yes | CCH | Customs Campus Area | Chattogram Customs Building | 1st Floor | Hall-Room | Rack-05 | VIVANCO | 15 | VSA.6615.01.10e | JAE2643166T | 4 | CCH_1st_Floor_SW_3_Hall_ROOM | Switch | CISCO | C9200-48T-E | 10.60.50.32 | Te1/1/1 | C9500-40X Ten 1/0/18
Yes | CCH | Customs Campus Area | Chattogram Customs Building | 1st Floor | Hall-Room | Rack-05 | VIVANCO | 15 | VSA.6615.01.10e | JAE2643166T | 4 | CCH_1st_Floor_SW_3_Hall_ROOM | Switch | CISCO | C9200-48T-E | 10.60.50.32 | Te1/1/2
Yes | CCH | Customs Campus Area | Chattogram Customs Building | 1st Floor | Hall-Room | Rack-05 | VIVANCO | 15 | VSA.6615.01.10e | JAE2643166T | 4 | CCH_1st_Floor_SW_3_Hall_ROOM | Switch | CISCO | C9200-48T-E | 10.60.50.32 | Te1/1/3
Yes | CCH | Customs Campus Area | Chattogram Customs Building | 1st Floor | Hall-Room | Rack-05 | VIVANCO | 15 | VSA.6615.01.10e | JAE2643166T | 4 | CCH_1st_Floor_SW_3_Hall_ROOM | Switch | CISCO | C9200-48T-E | 10.60.50.32 | Te1/1/4
Yes | CCH | Customs Campus Area | chattogram Customs Building | 1st Floor | Hall-Room | Rack-06 | VIVANCO | 15 | VSA.6615.01.10e | JAE2643187P | 4 | CCH_1st_F_SW_4_Hall_ROOM | Switch | CISCO | C9200-48T-E | 10.60.50.33 | GigabitEthernet1/0/1 | Section 8A-ARO
Yes | CCH | Customs Campus Area | chattogram Customs Building | 1st Floor | Hall-Room | Rack-06 | VIVANCO | 15 | VSA.6615.01.10e | JAE2643187P | 4 | CCH_1st_F_SW_4_Hall_ROOM | Switch | CISCO | C9200-48T-E | 10.60.50.33 | GigabitEthernet1/0/2 | Section 8D-ARO
Yes | CCH | Customs Campus Area | chattogram Customs Building | 1st Floor | Hall-Room | Rack-06 | VIVANCO | 15 | VSA.6615.01.10e | JAE2643187P | 4 | CCH_1st_F_SW_4_Hall_ROOM | Switch | CISCO | C9200-48T-E | 10.60.50.33 | GigabitEthernet1/0/3 | Section 6-RO
Yes | CCH | Customs Campus Area | chattogram Customs Building | 1st Floor | Hall-Room | Rack-06 | VIVANCO | 15 | VSA.6615.01.10e | JAE2643187P | 4 | CCH_1st_F_SW_4_Hall_ROOM | Switch | CISCO | C9200-48T-E | 10.60.50.33 | GigabitEthernet1/0/4 | Section 9C-ARO
Yes | CCH | Customs Campus Area | chattogram Customs Building | 1st Floor | Hall-Room | Rack-06 | VIVANCO | 15 | VSA.6615.01.10e | JAE2643187P | 4 | CCH_1st_F_SW_4_Hall_ROOM | Switch | CISCO | C9200-48T-E | 10.60.50.33 | GigabitEthernet1/0/5 | Section 8A-ARO
Yes | CCH | Customs Campus Area | chattogram Customs Building | 1st Floor | Hall-Room | Rack-06 | VIVANCO | 15 | VSA.6615.01.10e | JAE2643187P | 4 | CCH_1st_F_SW_4_Hall_ROOM | Switch | CISCO | C9200-48T-E | 10.60.50.33 | GigabitEthernet1/0/6 | Section 8D-ARO
Yes | CCH | Customs Campus Area | chattogram Customs Building | 1st Floor | Hall-Room | Rack-06 | VIVANCO | 15 | VSA.6615.01.10e | JAE2643187P | 4 | CCH_1st_F_SW_4_Hall_ROOM | Switch | CISCO | C9200-48T-E | 10.60.50.33 | GigabitEthernet1/0/7 | Spare
Yes | CCH | Customs Campus Area | chattogram Customs Building | 1st Floor | Hall-Room | Rack-06 | VIVANCO | 15 | VSA.6615.01.10e | JAE2643187P | 4 | CCH_1st_F_SW_4_Hall_ROOM | Switch | CISCO | C9200-48T-E | 10.60.50.33 | GigabitEthernet1/0/8 | Section 9C-ARO
Yes | CCH | Customs Campus Area | chattogram Customs Building | 1st Floor | Hall-Room | Rack-06 | VIVANCO | 15 | VSA.6615.01.10e | JAE2643187P | 4 | CCH_1st_F_SW_4_Hall_ROOM | Switch | CISCO | C9200-48T-E | 10.60.50.33 | GigabitEthernet1/0/9 | Section 6-ARO
Yes | CCH | Customs Campus Area | chattogram Customs Building | 1st Floor | Hall-Room | Rack-06 | VIVANCO | 15 | VSA.6615.01.10e | JAE2643187P | 4 | CCH_1st_F_SW_4_Hall_ROOM | Switch | CISCO | C9200-48T-E | 10.60.50.33 | GigabitEthernet1/0/10 | Section 8D-ARO
Yes | CCH | Customs Campus Area | chattogram Customs Building | 1st Floor | Hall-Room | Rack-06 | VIVANCO | 15 | VSA.6615.01.10e | JAE2643187P | 4 | CCH_1st_F_SW_4_Hall_ROOM | Switch | CISCO | C9200-48T-E | 10.60.50.33 | GigabitEthernet1/0/11 | Section 8A-ARO
Yes | CCH | Customs Campus Area | chattogram Customs Building | 1st Floor | Hall-Room | Rack-06 | VIVANCO | 15 | VSA.6615.01.10e | JAE2643187P | 4 | CCH_1st_F_SW_4_Hall_ROOM | Switch | CISCO | C9200-48T-E | 10.60.50.33 | GigabitEthernet1/0/12 | Spare
Yes | CCH | Customs Campus Area | chattogram Customs Building | 1st Floor | Hall-Room | Rack-06 | VIVANCO | 15 | VSA.6615.01.10e | JAE2643187P | 4 | CCH_1st_F_SW_4_Hall_ROOM | Switch | CISCO | C9200-48T-E | 10.60.50.33 | GigabitEthernet1/0/13 | Section 8A-ARO
Yes | CCH | Customs Campus Area | chattogram Customs Building | 1st Floor | Hall-Room | Rack-06 | VIVANCO | 15 | VSA.6615.01.10e | JAE2643187P | 4 | CCH_1st_F_SW_4_Hall_ROOM | Switch | CISCO | C9200-48T-E | 10.60.50.33 | GigabitEthernet1/0/14 | Section 9A-ARO
Yes | CCH | Customs Campus Area | chattogram Customs Building | 1st Floor | Hall-Room | Rack-06 | VIVANCO | 15 | VSA.6615.01.10e | JAE2643187P | 4 | CCH_1st_F_SW_4_Hall_ROOM | Switch | CISCO | C9200-48T-E | 10.60.50.33 | GigabitEthernet1/0/15 | Section 9B-RO
Yes | CCH | Customs Campus Area | chattogram Customs Building | 1st Floor | Hall-Room | Rack-06 | VIVANCO | 15 | VSA.6615.01.10e | JAE2643187P | 4 | CCH_1st_F_SW_4_Hall_ROOM | Switch | CISCO | C9200-48T-E | 10.60.50.33 | GigabitEthernet1/0/16 | Section 9A-ARO
Yes | CCH | Customs Campus Area | chattogram Customs Building | 1st Floor | Hall-Room | Rack-06 | VIVANCO | 15 | VSA.6615.01.10e | JAE2643187P | 4 | CCH_1st_F_SW_4_Hall_ROOM | Switch | CISCO | C9200-48T-E | 10.60.50.33 | GigabitEthernet1/0/17 | Section 6-ARO
Yes | CCH | Customs Campus Area | chattogram Customs Building | 1st Floor | Hall-Room | Rack-06 | VIVANCO | 15 | VSA.6615.01.10e | JAE2643187P | 4 | CCH_1st_F_SW_4_Hall_ROOM | Switch | CISCO | C9200-48T-E | 10.60.50.33 | GigabitEthernet1/0/18 | Section 9A-ARO
Yes | CCH | Customs Campus Area | chattogram Customs Building | 1st Floor | Hall-Room | Rack-06 | VIVANCO | 15 | VSA.6615.01.10e | JAE2643187P | 4 | CCH_1st_F_SW_4_Hall_ROOM | Switch | CISCO | C9200-48T-E | 10.60.50.33 | GigabitEthernet1/0/19 | Section 9B-ARO
Yes | CCH | Customs Campus Area | chattogram Customs Building | 1st Floor | Hall-Room | Rack-06 | VIVANCO | 15 | VSA.6615.01.10e | JAE2643187P | 4 | CCH_1st_F_SW_4_Hall_ROOM | Switch | CISCO | C9200-48T-E | 10.60.50.33 | GigabitEthernet1/0/20 | Section 5A-RO
Yes | CCH | Customs Campus Area | chattogram Customs Building | 1st Floor | Hall-Room | Rack-06 | VIVANCO | 15 | VSA.6615.01.10e | JAE2643187P | 4 | CCH_1st_F_SW_4_Hall_ROOM | Switch | CISCO | C9200-48T-E | 10.60.50.33 | GigabitEthernet1/0/21 | Spare
Yes | CCH | Customs Campus Area | chattogram Customs Building | 1st Floor | Hall-Room | Rack-06 | VIVANCO | 15 | VSA.6615.01.10e | JAE2643187P | 4 | CCH_1st_F_SW_4_Hall_ROOM | Switch | CISCO | C9200-48T-E | 10.60.50.33 | GigabitEthernet1/0/22 | Section 9A-RO
Yes | CCH | Customs Campus Area | chattogram Customs Building | 1st Floor | Hall-Room | Rack-06 | VIVANCO | 15 | VSA.6615.01.10e | JAE2643187P | 4 | CCH_1st_F_SW_4_Hall_ROOM | Switch | CISCO | C9200-48T-E | 10.60.50.33 | GigabitEthernet1/0/23 | Section 9B-ARO
Yes | CCH | Customs Campus Area | chattogram Customs Building | 1st Floor | Hall-Room | Rack-06 | VIVANCO | 15 | VSA.6615.01.10e | JAE2643187P | 4 | CCH_1st_F_SW_4_Hall_ROOM | Switch | CISCO | C9200-48T-E | 10.60.50.33 | GigabitEthernet1/0/24 | Spare
Yes | CCH | Customs Campus Area | chattogram Customs Building | 1st Floor | Hall-Room | Rack-06 | VIVANCO | 15 | VSA.6615.01.10e | JAE2643187P | 4 | CCH_1st_F_SW_4_Hall_ROOM | Switch | CISCO | C9200-48T-E | 10.60.50.33 | GigabitEthernet1/0/25 | Spare
Yes | CCH | Customs Campus Area | chattogram Customs Building | 1st Floor | Hall-Room | Rack-06 | VIVANCO | 15 | VSA.6615.01.10e | JAE2643187P | 4 | CCH_1st_F_SW_4_Hall_ROOM | Switch | CISCO | C9200-48T-E | 10.60.50.33 | GigabitEthernet1/0/26 | Spare
Yes | CCH | Customs Campus Area | chattogram Customs Building | 1st Floor | Hall-Room | Rack-06 | VIVANCO | 15 | VSA.6615.01.10e | JAE2643187P | 4 | CCH_1st_F_SW_4_Hall_ROOM | Switch | CISCO | C9200-48T-E | 10.60.50.33 | GigabitEthernet1/0/27 | Spare
Yes | CCH | Customs Campus Area | chattogram Customs Building | 1st Floor | Hall-Room | Rack-06 | VIVANCO | 15 | VSA.6615.01.10e | JAE2643187P | 4 | CCH_1st_F_SW_4_Hall_ROOM | Switch | CISCO | C9200-48T-E | 10.60.50.33 | GigabitEthernet1/0/28 | Spare
Yes | CCH | Customs Campus Area | chattogram Customs Building | 1st Floor | Hall-Room | Rack-06 | VIVANCO | 15 | VSA.6615.01.10e | JAE2643187P | 4 | CCH_1st_F_SW_4_Hall_ROOM | Switch | CISCO | C9200-48T-E | 10.60.50.33 | GigabitEthernet1/0/29 | Spare
Yes | CCH | Customs Campus Area | chattogram Customs Building | 1st Floor | Hall-Room | Rack-06 | VIVANCO | 15 | VSA.6615.01.10e | JAE2643187P | 4 | CCH_1st_F_SW_4_Hall_ROOM | Switch | CISCO | C9200-48T-E | 10.60.50.33 | GigabitEthernet1/0/30 | Spare
Yes | CCH | Customs Campus Area | chattogram Customs Building | 1st Floor | Hall-Room | Rack-06 | VIVANCO | 15 | VSA.6615.01.10e | JAE2643187P | 4 | CCH_1st_F_SW_4_Hall_ROOM | Switch | CISCO | C9200-48T-E | 10.60.50.33 | GigabitEthernet1/0/31 | Spare
Yes | CCH | Customs Campus Area | chattogram Customs Building | 1st Floor | Hall-Room | Rack-06 | VIVANCO | 15 | VSA.6615.01.10e | JAE2643187P | 4 | CCH_1st_F_SW_4_Hall_ROOM | Switch | CISCO | C9200-48T-E | 10.60.50.33 | GigabitEthernet1/0/32 | Spare
Yes | CCH | Customs Campus Area | chattogram Customs Building | 1st Floor | Hall-Room | Rack-06 | VIVANCO | 15 | VSA.6615.01.10e | JAE2643187P | 4 | CCH_1st_F_SW_4_Hall_ROOM | Switch | CISCO | C9200-48T-E | 10.60.50.33 | GigabitEthernet1/0/33 | Spare
Yes | CCH | Customs Campus Area | chattogram Customs Building | 1st Floor | Hall-Room | Rack-06 | VIVANCO | 15 | VSA.6615.01.10e | JAE2643187P | 4 | CCH_1st_F_SW_4_Hall_ROOM | Switch | CISCO | C9200-48T-E | 10.60.50.33 | GigabitEthernet1/0/34 | Spare
Yes | CCH | Customs Campus Area | chattogram Customs Building | 1st Floor | Hall-Room | Rack-06 | VIVANCO | 15 | VSA.6615.01.10e | JAE2643187P | 4 | CCH_1st_F_SW_4_Hall_ROOM | Switch | CISCO | C9200-48T-E | 10.60.50.33 | GigabitEthernet1/0/35 | Spare
Yes | CCH | Customs Campus Area | chattogram Customs Building | 1st Floor | Hall-Room | Rack-06 | VIVANCO | 15 | VSA.6615.01.10e | JAE2643187P | 4 | CCH_1st_F_SW_4_Hall_ROOM | Switch | CISCO | C9200-48T-E | 10.60.50.33 | GigabitEthernet1/0/36 | Spare
Yes | CCH | Customs Campus Area | chattogram Customs Building | 1st Floor | Hall-Room | Rack-06 | VIVANCO | 15 | VSA.6615.01.10e | JAE2643187P | 4 | CCH_1st_F_SW_4_Hall_ROOM | Switch | CISCO | C9200-48T-E | 10.60.50.33 | GigabitEthernet1/0/37 | Spare
Yes | CCH | Customs Campus Area | chattogram Customs Building | 1st Floor | Hall-Room | Rack-06 | VIVANCO | 15 | VSA.6615.01.10e | JAE2643187P | 4 | CCH_1st_F_SW_4_Hall_ROOM | Switch | CISCO | C9200-48T-E | 10.60.50.33 | GigabitEthernet1/0/38 | Spare
Yes | CCH | Customs Campus Area | chattogram Customs Building | 1st Floor | Hall-Room | Rack-06 | VIVANCO | 15 | VSA.6615.01.10e | JAE2643187P | 4 | CCH_1st_F_SW_4_Hall_ROOM | Switch | CISCO | C9200-48T-E | 10.60.50.33 | GigabitEthernet1/0/39 | Spare
Yes | CCH | Customs Campus Area | chattogram Customs Building | 1st Floor | Hall-Room | Rack-06 | VIVANCO | 15 | VSA.6615.01.10e | JAE2643187P | 4 | CCH_1st_F_SW_4_Hall_ROOM | Switch | CISCO | C9200-48T-E | 10.60.50.33 | GigabitEthernet1/0/40 | Spare
Yes | CCH | Customs Campus Area | chattogram Customs Building | 1st Floor | Hall-Room | Rack-06 | VIVANCO | 15 | VSA.6615.01.10e | JAE2643187P | 4 | CCH_1st_F_SW_4_Hall_ROOM | Switch | CISCO | C9200-48T-E | 10.60.50.33 | GigabitEthernet1/0/41 | Spare
Yes | CCH | Customs Campus Area | chattogram Customs Building | 1st Floor | Hall-Room | Rack-06 | VIVANCO | 15 | VSA.6615.01.10e | JAE2643187P | 4 | CCH_1st_F_SW_4_Hall_ROOM | Switch | CISCO | C9200-48T-E | 10.60.50.33 | GigabitEthernet1/0/42 | Spare
Yes | CCH | Customs Campus Area | chattogram Customs Building | 1st Floor | Hall-Room | Rack-06 | VIVANCO | 15 | VSA.6615.01.10e | JAE2643187P | 4 | CCH_1st_F_SW_4_Hall_ROOM | Switch | CISCO | C9200-48T-E | 10.60.50.33 | GigabitEthernet1/0/43 | Spare
Yes | CCH | Customs Campus Area | chattogram Customs Building | 1st Floor | Hall-Room | Rack-06 | VIVANCO | 15 | VSA.6615.01.10e | JAE2643187P | 4 | CCH_1st_F_SW_4_Hall_ROOM | Switch | CISCO | C9200-48T-E | 10.60.50.33 | GigabitEthernet1/0/44 | Spare
Yes | CCH | Customs Campus Area | chattogram Customs Building | 1st Floor | Hall-Room | Rack-06 | VIVANCO | 15 | VSA.6615.01.10e | JAE2643187P | 4 | CCH_1st_F_SW_4_Hall_ROOM | Switch | CISCO | C9200-48T-E | 10.60.50.33 | GigabitEthernet1/0/45 | Spare
Yes | CCH | Customs Campus Area | chattogram Customs Building | 1st Floor | Hall-Room | Rack-06 | VIVANCO | 15 | VSA.6615.01.10e | JAE2643187P | 4 | CCH_1st_F_SW_4_Hall_ROOM | Switch | CISCO | C9200-48T-E | 10.60.50.33 | GigabitEthernet1/0/46 | Spare
Yes | CCH | Customs Campus Area | chattogram Customs Building | 1st Floor | Hall-Room | Rack-06 | VIVANCO | 15 | VSA.6615.01.10e | JAE2643187P | 4 | CCH_1st_F_SW_4_Hall_ROOM | Switch | CISCO | C9200-48T-E | 10.60.50.33 | GigabitEthernet1/0/47 | Spare
Yes | CCH | Customs Campus Area | chattogram Customs Building | 1st Floor | Hall-Room | Rack-06 | VIVANCO | 15 | VSA.6615.01.10e | JAE2643187P | 4 | CCH_1st_F_SW_4_Hall_ROOM | Switch | CISCO | C9200-48T-E | 10.60.50.33 | GigabitEthernet1/0/48 | Spare
Yes | CCH | Customs Campus Area | chattogram Customs Building | 1st Floor | Hall-Room | Rack-06 | VIVANCO | 15 | VSA.6615.01.10e | JAE2643187P | 4 | CCH_1st_F_SW_4_Hall_ROOM | Switch | CISCO | C9200-48T-E | 10.60.50.33 | Te1/1/1 | C9500-40X Ten 1/0/20
Yes | CCH | Customs Campus Area | chattogram Customs Building | 1st Floor | Hall-Room | Rack-06 | VIVANCO | 15 | VSA.6615.01.10e | JAE2643187P | 4 | CCH_1st_F_SW_4_Hall_ROOM | Switch | CISCO | C9200-48T-E | 10.60.50.33 | Te1/1/2
Yes | CCH | Customs Campus Area | chattogram Customs Building | 1st Floor | Hall-Room | Rack-06 | VIVANCO | 15 | VSA.6615.01.10e | JAE2643187P | 4 | CCH_1st_F_SW_4_Hall_ROOM | Switch | CISCO | C9200-48T-E | 10.60.50.33 | Te1/1/3
Yes | CCH | Customs Campus Area | chattogram Customs Building | 1st Floor | Hall-Room | Rack-06 | VIVANCO | 15 | VSA.6615.01.10e | JAE2643187P | 4 | CCH_1st_F_SW_4_Hall_ROOM | Switch | CISCO | C9200-48T-E | 10.60.50.33 | Te1/1/4
Yes | CCH | Customs Campus Area | chattogram Customs Building | 1st Floor | 9A\C | Rack-07 | VIVANCO | 15 | VSA.6615.01.10e | JAE264315BL | 5 | CCH_1st_F_Sec_9AC_SW | Switch | CISCO | C9200-48T-E | 10.60.50.35 | GigabitEthernet1/0/1 | Training Room
Yes | CCH | Customs Campus Area | chattogram Customs Building | 1st Floor | 9A\C | Rack-07 | VIVANCO | 15 | VSA.6615.01.10e | JAE264315BL | 5 | CCH_1st_F_Sec_9AC_SW | Switch | CISCO | C9200-48T-E | 10.60.50.35 | GigabitEthernet1/0/2 | AIR Section-ARO
Yes | CCH | Customs Campus Area | chattogram Customs Building | 1st Floor | 9A\C | Rack-07 | VIVANCO | 15 | VSA.6615.01.10e | JAE264315BL | 5 | CCH_1st_F_Sec_9AC_SW | Switch | CISCO | C9200-48T-E | 10.60.50.35 | GigabitEthernet1/0/3 | Training Room
Yes | CCH | Customs Campus Area | chattogram Customs Building | 1st Floor | 9A\C | Rack-07 | VIVANCO | 15 | VSA.6615.01.10e | JAE264315BL | 5 | CCH_1st_F_Sec_9AC_SW | Switch | CISCO | C9200-48T-E | 10.60.50.35 | GigabitEthernet1/0/4 | Spare
Yes | CCH | Customs Campus Area | chattogram Customs Building | 1st Floor | 9A\C | Rack-07 | VIVANCO | 15 | VSA.6615.01.10e | JAE264315BL | 5 | CCH_1st_F_Sec_9AC_SW | Switch | CISCO | C9200-48T-E | 10.60.50.35 | GigabitEthernet1/0/5 | Training Room
Yes | CCH | Customs Campus Area | chattogram Customs Building | 1st Floor | 9A\C | Rack-07 | VIVANCO | 15 | VSA.6615.01.10e | JAE264315BL | 5 | CCH_1st_F_Sec_9AC_SW | Switch | CISCO | C9200-48T-E | 10.60.50.35 | GigabitEthernet1/0/6 | Section 9B-Computer operator
Yes | CCH | Customs Campus Area | chattogram Customs Building | 1st Floor | 9A\C | Rack-07 | VIVANCO | 15 | VSA.6615.01.10e | JAE264315BL | 5 | CCH_1st_F_Sec_9AC_SW | Switch | CISCO | C9200-48T-E | 10.60.50.35 | GigabitEthernet1/0/7 | Training Room
Yes | CCH | Customs Campus Area | chattogram Customs Building | 1st Floor | 9A\C | Rack-07 | VIVANCO | 15 | VSA.6615.01.10e | JAE264315BL | 5 | CCH_1st_F_Sec_9AC_SW | Switch | CISCO | C9200-48T-E | 10.60.50.35 | GigabitEthernet1/0/8 | Spare
Yes | CCH | Customs Campus Area | chattogram Customs Building | 1st Floor | 9A\C | Rack-07 | VIVANCO | 15 | VSA.6615.01.10e | JAE264315BL | 5 | CCH_1st_F_Sec_9AC_SW | Switch | CISCO | C9200-48T-E | 10.60.50.35 | GigabitEthernet1/0/9 | Training Room
Yes | CCH | Customs Campus Area | chattogram Customs Building | 1st Floor | 9A\C | Rack-07 | VIVANCO | 15 | VSA.6615.01.10e | JAE264315BL | 5 | CCH_1st_F_Sec_9AC_SW | Switch | CISCO | C9200-48T-E | 10.60.50.35 | GigabitEthernet1/0/10 | Spare
Yes | CCH | Customs Campus Area | chattogram Customs Building | 1st Floor | 9A\C | Rack-07 | VIVANCO | 15 | VSA.6615.01.10e | JAE264315BL | 5 | CCH_1st_F_Sec_9AC_SW | Switch | CISCO | C9200-48T-E | 10.60.50.35 | GigabitEthernet1/0/11 | Training Room
Yes | CCH | Customs Campus Area | chattogram Customs Building | 1st Floor | 9A\C | Rack-07 | VIVANCO | 15 | VSA.6615.01.10e | JAE264315BL | 5 | CCH_1st_F_Sec_9AC_SW | Switch | CISCO | C9200-48T-E | 10.60.50.35 | GigabitEthernet1/0/12 | Spare
Yes | CCH | Customs Campus Area | chattogram Customs Building | 1st Floor | 9A\C | Rack-07 | VIVANCO | 15 | VSA.6615.01.10e | JAE264315BL | 5 | CCH_1st_F_Sec_9AC_SW | Switch | CISCO | C9200-48T-E | 10.60.50.35 | GigabitEthernet1/0/13 | Training Room
Yes | CCH | Customs Campus Area | chattogram Customs Building | 1st Floor | 9A\C | Rack-07 | VIVANCO | 15 | VSA.6615.01.10e | JAE264315BL | 5 | CCH_1st_F_Sec_9AC_SW | Switch | CISCO | C9200-48T-E | 10.60.50.35 | GigabitEthernet1/0/14 | Section 9B-UDA
Yes | CCH | Customs Campus Area | chattogram Customs Building | 1st Floor | 9A\C | Rack-07 | VIVANCO | 15 | VSA.6615.01.10e | JAE264315BL | 5 | CCH_1st_F_Sec_9AC_SW | Switch | CISCO | C9200-48T-E | 10.60.50.35 | GigabitEthernet1/0/15 | Training Room
Yes | CCH | Customs Campus Area | chattogram Customs Building | 1st Floor | 9A\C | Rack-07 | VIVANCO | 15 | VSA.6615.01.10e | JAE264315BL | 5 | CCH_1st_F_Sec_9AC_SW | Switch | CISCO | C9200-48T-E | 10.60.50.35 | GigabitEthernet1/0/16 | 7A-Computer Operator
Yes | CCH | Customs Campus Area | chattogram Customs Building | 1st Floor | 9A\C | Rack-07 | VIVANCO | 15 | VSA.6615.01.10e | JAE264315BL | 5 | CCH_1st_F_Sec_9AC_SW | Switch | CISCO | C9200-48T-E | 10.60.50.35 | GigabitEthernet1/0/17 | Training Room
Yes | CCH | Customs Campus Area | chattogram Customs Building | 1st Floor | 9A\C | Rack-07 | VIVANCO | 15 | VSA.6615.01.10e | JAE264315BL | 5 | CCH_1st_F_Sec_9AC_SW | Switch | CISCO | C9200-48T-E | 10.60.50.35 | GigabitEthernet1/0/18 | 5A-Computer Operator
Yes | CCH | Customs Campus Area | chattogram Customs Building | 1st Floor | 9A\C | Rack-07 | VIVANCO | 15 | VSA.6615.01.10e | JAE264315BL | 5 | CCH_1st_F_Sec_9AC_SW | Switch | CISCO | C9200-48T-E | 10.60.50.35 | GigabitEthernet1/0/19 | Training Room
Yes | CCH | Customs Campus Area | chattogram Customs Building | 1st Floor | 9A\C | Rack-07 | VIVANCO | 15 | VSA.6615.01.10e | JAE264315BL | 5 | CCH_1st_F_Sec_9AC_SW | Switch | CISCO | C9200-48T-E | 10.60.50.35 | GigabitEthernet1/0/20 | Section 2--Computer Operator
Yes | CCH | Customs Campus Area | chattogram Customs Building | 1st Floor | 9A\C | Rack-07 | VIVANCO | 15 | VSA.6615.01.10e | JAE264315BL | 5 | CCH_1st_F_Sec_9AC_SW | Switch | CISCO | C9200-48T-E | 10.60.50.35 | GigabitEthernet1/0/21 | Training Room
Yes | CCH | Customs Campus Area | chattogram Customs Building | 1st Floor | 9A\C | Rack-07 | VIVANCO | 15 | VSA.6615.01.10e | JAE264315BL | 5 | CCH_1st_F_Sec_9AC_SW | Switch | CISCO | C9200-48T-E | 10.60.50.35 | GigabitEthernet1/0/22 | Spare
Yes | CCH | Customs Campus Area | chattogram Customs Building | 1st Floor | 9A\C | Rack-07 | VIVANCO | 15 | VSA.6615.01.10e | JAE264315BL | 5 | CCH_1st_F_Sec_9AC_SW | Switch | CISCO | C9200-48T-E | 10.60.50.35 | GigabitEthernet1/0/23 | Training Room
Yes | CCH | Customs Campus Area | chattogram Customs Building | 1st Floor | 9A\C | Rack-07 | VIVANCO | 15 | VSA.6615.01.10e | JAE264315BL | 5 | CCH_1st_F_Sec_9AC_SW | Switch | CISCO | C9200-48T-E | 10.60.50.35 | GigabitEthernet1/0/24 | 7B-Computer Operator
Yes | CCH | Customs Campus Area | chattogram Customs Building | 1st Floor | 9A\C | Rack-07 | VIVANCO | 15 | VSA.6615.01.10e | JAE264315BL | 5 | CCH_1st_F_Sec_9AC_SW | Switch | CISCO | C9200-48T-E | 10.60.50.35 | GigabitEthernet1/0/25 | Training Room
Yes | CCH | Customs Campus Area | chattogram Customs Building | 1st Floor | 9A\C | Rack-07 | VIVANCO | 15 | VSA.6615.01.10e | JAE264315BL | 5 | CCH_1st_F_Sec_9AC_SW | Switch | CISCO | C9200-48T-E | 10.60.50.35 | GigabitEthernet1/0/26 | 7B-Computer Operator
Yes | CCH | Customs Campus Area | chattogram Customs Building | 1st Floor | 9A\C | Rack-07 | VIVANCO | 15 | VSA.6615.01.10e | JAE264315BL | 5 | CCH_1st_F_Sec_9AC_SW | Switch | CISCO | C9200-48T-E | 10.60.50.35 | GigabitEthernet1/0/27 | Training Room
Yes | CCH | Customs Campus Area | chattogram Customs Building | 1st Floor | 9A\C | Rack-07 | VIVANCO | 15 | VSA.6615.01.10e | JAE264315BL | 5 | CCH_1st_F_Sec_9AC_SW | Switch | CISCO | C9200-48T-E | 10.60.50.35 | GigabitEthernet1/0/28 | 5B-Computer Operator
Yes | CCH | Customs Campus Area | chattogram Customs Building | 1st Floor | 9A\C | Rack-07 | VIVANCO | 15 | VSA.6615.01.10e | JAE264315BL | 5 | CCH_1st_F_Sec_9AC_SW | Switch | CISCO | C9200-48T-E | 10.60.50.35 | GigabitEthernet1/0/29 | Training Room
Yes | CCH | Customs Campus Area | chattogram Customs Building | 1st Floor | 9A\C | Rack-07 | VIVANCO | 15 | VSA.6615.01.10e | JAE264315BL | 5 | CCH_1st_F_Sec_9AC_SW | Switch | CISCO | C9200-48T-E | 10.60.50.35 | GigabitEthernet1/0/30 | AIR Section-ARO
Yes | CCH | Customs Campus Area | chattogram Customs Building | 1st Floor | 9A\C | Rack-07 | VIVANCO | 15 | VSA.6615.01.10e | JAE264315BL | 5 | CCH_1st_F_Sec_9AC_SW | Switch | CISCO | C9200-48T-E | 10.60.50.35 | GigabitEthernet1/0/31 | AIR Section-ARO
Yes | CCH | Customs Campus Area | chattogram Customs Building | 1st Floor | 9A\C | Rack-07 | VIVANCO | 15 | VSA.6615.01.10e | JAE264315BL | 5 | CCH_1st_F_Sec_9AC_SW | Switch | CISCO | C9200-48T-E | 10.60.50.35 | GigabitEthernet1/0/32 | AIR Section-WIFI
Yes | CCH | Customs Campus Area | chattogram Customs Building | 1st Floor | 9A\C | Rack-07 | VIVANCO | 15 | VSA.6615.01.10e | JAE264315BL | 5 | CCH_1st_F_Sec_9AC_SW | Switch | CISCO | C9200-48T-E | 10.60.50.35 | GigabitEthernet1/0/33 | AIR Section-ARO
Yes | CCH | Customs Campus Area | chattogram Customs Building | 1st Floor | 9A\C | Rack-07 | VIVANCO | 15 | VSA.6615.01.10e | JAE264315BL | 5 | CCH_1st_F_Sec_9AC_SW | Switch | CISCO | C9200-48T-E | 10.60.50.35 | GigabitEthernet1/0/34 | AIR Section-RO
Yes | CCH | Customs Campus Area | chattogram Customs Building | 1st Floor | 9A\C | Rack-07 | VIVANCO | 15 | VSA.6615.01.10e | JAE264315BL | 5 | CCH_1st_F_Sec_9AC_SW | Switch | CISCO | C9200-48T-E | 10.60.50.35 | GigabitEthernet1/0/35 | Training Room
Yes | CCH | Customs Campus Area | chattogram Customs Building | 1st Floor | 9A\C | Rack-07 | VIVANCO | 15 | VSA.6615.01.10e | JAE264315BL | 5 | CCH_1st_F_Sec_9AC_SW | Switch | CISCO | C9200-48T-E | 10.60.50.35 | GigabitEthernet1/0/36 | Spare
Yes | CCH | Customs Campus Area | chattogram Customs Building | 1st Floor | 9A\C | Rack-07 | VIVANCO | 15 | VSA.6615.01.10e | JAE264315BL | 5 | CCH_1st_F_Sec_9AC_SW | Switch | CISCO | C9200-48T-E | 10.60.50.35 | GigabitEthernet1/0/37 | Training Room
Yes | CCH | Customs Campus Area | chattogram Customs Building | 1st Floor | 9A\C | Rack-07 | VIVANCO | 15 | VSA.6615.01.10e | JAE264315BL | 5 | CCH_1st_F_Sec_9AC_SW | Switch | CISCO | C9200-48T-E | 10.60.50.35 | GigabitEthernet1/0/38 | Spare
Yes | CCH | Customs Campus Area | chattogram Customs Building | 1st Floor | 9A\C | Rack-07 | VIVANCO | 15 | VSA.6615.01.10e | JAE264315BL | 5 | CCH_1st_F_Sec_9AC_SW | Switch | CISCO | C9200-48T-E | 10.60.50.35 | GigabitEthernet1/0/39 | Training Room
Yes | CCH | Customs Campus Area | chattogram Customs Building | 1st Floor | 9A\C | Rack-07 | VIVANCO | 15 | VSA.6615.01.10e | JAE264315BL | 5 | CCH_1st_F_Sec_9AC_SW | Switch | CISCO | C9200-48T-E | 10.60.50.35 | GigabitEthernet1/0/40 | 7A-Computer Operator
Yes | CCH | Customs Campus Area | chattogram Customs Building | 1st Floor | 9A\C | Rack-07 | VIVANCO | 15 | VSA.6615.01.10e | JAE264315BL | 5 | CCH_1st_F_Sec_9AC_SW | Switch | CISCO | C9200-48T-E | 10.60.50.35 | GigabitEthernet1/0/41 | Training Room
Yes | CCH | Customs Campus Area | chattogram Customs Building | 1st Floor | 9A\C | Rack-07 | VIVANCO | 15 | VSA.6615.01.10e | JAE264315BL | 5 | CCH_1st_F_Sec_9AC_SW | Switch | CISCO | C9200-48T-E | 10.60.50.35 | GigabitEthernet1/0/42 | Section-8B-UDA
Yes | CCH | Customs Campus Area | chattogram Customs Building | 1st Floor | 9A\C | Rack-07 | VIVANCO | 15 | VSA.6615.01.10e | JAE264315BL | 5 | CCH_1st_F_Sec_9AC_SW | Switch | CISCO | C9200-48T-E | 10.60.50.35 | GigabitEthernet1/0/43 | Spare
Yes | CCH | Customs Campus Area | chattogram Customs Building | 1st Floor | 9A\C | Rack-07 | VIVANCO | 15 | VSA.6615.01.10e | JAE264315BL | 5 | CCH_1st_F_Sec_9AC_SW | Switch | CISCO | C9200-48T-E | 10.60.50.35 | GigabitEthernet1/0/44 | 9A\C-Computer Operator
Yes | CCH | Customs Campus Area | chattogram Customs Building | 1st Floor | 9A\C | Rack-07 | VIVANCO | 15 | VSA.6615.01.10e | JAE264315BL | 5 | CCH_1st_F_Sec_9AC_SW | Switch | CISCO | C9200-48T-E | 10.60.50.35 | GigabitEthernet1/0/45 | AIR Section-ARO
Yes | CCH | Customs Campus Area | chattogram Customs Building | 1st Floor | 9A\C | Rack-07 | VIVANCO | 15 | VSA.6615.01.10e | JAE264315BL | 5 | CCH_1st_F_Sec_9AC_SW | Switch | CISCO | C9200-48T-E | 10.60.50.35 | GigabitEthernet1/0/46 | Section 6-UDA
Yes | CCH | Customs Campus Area | chattogram Customs Building | 1st Floor | 9A\C | Rack-07 | VIVANCO | 15 | VSA.6615.01.10e | JAE264315BL | 5 | CCH_1st_F_Sec_9AC_SW | Switch | CISCO | C9200-48T-E | 10.60.50.35 | GigabitEthernet1/0/47 | Spare
Yes | CCH | Customs Campus Area | chattogram Customs Building | 1st Floor | 9A\C | Rack-07 | VIVANCO | 15 | VSA.6615.01.10e | JAE264315BL | 5 | CCH_1st_F_Sec_9AC_SW | Switch | CISCO | C9200-48T-E | 10.60.50.35 | GigabitEthernet1/0/48 | 9A\C-Computer Operator
Yes | CCH | Customs Campus Area | chattogram Customs Building | 1st Floor | 9A\C | Rack-07 | VIVANCO | 15 | VSA.6615.01.10e | JAE264315BL | 5 | CCH_1st_F_Sec_9AC_SW | Switch | CISCO | C9200-48T-E | 10.60.50.35 | Te1/1/1 | C9500-40X Ten 1/0/23
Yes | CCH | Customs Campus Area | chattogram Customs Building | 1st Floor | 9A\C | Rack-07 | VIVANCO | 15 | VSA.6615.01.10e | JAE264315BL | 5 | CCH_1st_F_Sec_9AC_SW | Switch | CISCO | C9200-48T-E | 10.60.50.35 | Te1/1/2 | C9500-40X Ten 2/0/23
Yes | CCH | Customs Campus Area | chattogram Customs Building | 1st Floor | 9A\C | Rack-07 | VIVANCO | 15 | VSA.6615.01.10e | JAE264315BL | 5 | CCH_1st_F_Sec_9AC_SW | Switch | CISCO | C9200-48T-E | 10.60.50.35 | Te1/1/3
Yes | CCH | Customs Campus Area | chattogram Customs Building | 1st Floor | 9A\C | Rack-07 | VIVANCO | 15 | VSA.6615.01.10e | JAE264315BL | 5 | CCH_1st_F_Sec_9AC_SW | Switch | CISCO | C9200-48T-E | 10.60.50.35 | Te1/1/4
Yes | CCH | Customs Campus Area | chattogram Customs Building | 1st Floor | RED-BLOCK | Rack-04 | VIVANCO | 15 | VSA.6615.01.10e | JAE2624068X | 4 | 1st_F_RED_BLOCK_SW_2 | Switch | CISCO | C9200-24T-E | 10.60.50.31 | GigabitEthernet1/0/1 | Commissoner Sir-PA
Yes | CCH | Customs Campus Area | chattogram Customs Building | 1st Floor | RED-BLOCK | Rack-04 | VIVANCO | 15 | VSA.6615.01.10e | JAE2624068X | 4 | 1st_F_RED_BLOCK_SW_2 | Switch | CISCO | C9200-24T-E | 10.60.50.31 | GigabitEthernet1/0/2 | Spare
Yes | CCH | Customs Campus Area | chattogram Customs Building | 1st Floor | RED-BLOCK | Rack-04 | VIVANCO | 15 | VSA.6615.01.10e | JAE2624068X | 4 | 1st_F_RED_BLOCK_SW_2 | Switch | CISCO | C9200-24T-E | 10.60.50.31 | GigabitEthernet1/0/3 | Spare
Yes | CCH | Customs Campus Area | chattogram Customs Building | 1st Floor | RED-BLOCK | Rack-04 | VIVANCO | 15 | VSA.6615.01.10e | JAE2624068X | 4 | 1st_F_RED_BLOCK_SW_2 | Switch | CISCO | C9200-24T-E | 10.60.50.31 | GigabitEthernet1/0/4 | Spare
Yes | CCH | Customs Campus Area | chattogram Customs Building | 1st Floor | RED-BLOCK | Rack-04 | VIVANCO | 15 | VSA.6615.01.10e | JAE2624068X | 4 | 1st_F_RED_BLOCK_SW_2 | Switch | CISCO | C9200-24T-E | 10.60.50.31 | GigabitEthernet1/0/5 | Joint Commissioner -1
Yes | CCH | Customs Campus Area | chattogram Customs Building | 1st Floor | RED-BLOCK | Rack-04 | VIVANCO | 15 | VSA.6615.01.10e | JAE2624068X | 4 | 1st_F_RED_BLOCK_SW_2 | Switch | CISCO | C9200-24T-E | 10.60.50.31 | GigabitEthernet1/0/6 | Spare
Yes | CCH | Customs Campus Area | chattogram Customs Building | 1st Floor | RED-BLOCK | Rack-04 | VIVANCO | 15 | VSA.6615.01.10e | JAE2624068X | 4 | 1st_F_RED_BLOCK_SW_2 | Switch | CISCO | C9200-24T-E | 10.60.50.31 | GigabitEthernet1/0/7 | Spare
Yes | CCH | Customs Campus Area | chattogram Customs Building | 1st Floor | RED-BLOCK | Rack-04 | VIVANCO | 15 | VSA.6615.01.10e | JAE2624068X | 4 | 1st_F_RED_BLOCK_SW_2 | Switch | CISCO | C9200-24T-E | 10.60.50.31 | GigabitEthernet1/0/8 | Spare
Yes | CCH | Customs Campus Area | chattogram Customs Building | 1st Floor | RED-BLOCK | Rack-04 | VIVANCO | 15 | VSA.6615.01.10e | JAE2624068X | 4 | 1st_F_RED_BLOCK_SW_2 | Switch | CISCO | C9200-24T-E | 10.60.50.31 | GigabitEthernet1/0/9 | ADC-1
Yes | CCH | Customs Campus Area | chattogram Customs Building | 1st Floor | RED-BLOCK | Rack-04 | VIVANCO | 15 | VSA.6615.01.10e | JAE2624068X | 4 | 1st_F_RED_BLOCK_SW_2 | Switch | CISCO | C9200-24T-E | 10.60.50.31 | GigabitEthernet1/0/10 | Programmer
Yes | CCH | Customs Campus Area | chattogram Customs Building | 1st Floor | RED-BLOCK | Rack-04 | VIVANCO | 15 | VSA.6615.01.10e | JAE2624068X | 4 | 1st_F_RED_BLOCK_SW_2 | Switch | CISCO | C9200-24T-E | 10.60.50.31 | GigabitEthernet1/0/11 | Programmer
Yes | CCH | Customs Campus Area | chattogram Customs Building | 1st Floor | RED-BLOCK | Rack-04 | VIVANCO | 15 | VSA.6615.01.10e | JAE2624068X | 4 | 1st_F_RED_BLOCK_SW_2 | Switch | CISCO | C9200-24T-E | 10.60.50.31 | GigabitEthernet1/0/12 | ADC 2-PA
Yes | CCH | Customs Campus Area | chattogram Customs Building | 1st Floor | RED-BLOCK | Rack-04 | VIVANCO | 15 | VSA.6615.01.10e | JAE2624068X | 4 | 1st_F_RED_BLOCK_SW_2 | Switch | CISCO | C9200-24T-E | 10.60.50.31 | GigabitEthernet1/0/13 | Spare
Yes | CCH | Customs Campus Area | chattogram Customs Building | 1st Floor | RED-BLOCK | Rack-04 | VIVANCO | 15 | VSA.6615.01.10e | JAE2624068X | 4 | 1st_F_RED_BLOCK_SW_2 | Switch | CISCO | C9200-24T-E | 10.60.50.31 | GigabitEthernet1/0/14 | Spare
Yes | CCH | Customs Campus Area | chattogram Customs Building | 1st Floor | RED-BLOCK | Rack-04 | VIVANCO | 15 | VSA.6615.01.10e | JAE2624068X | 4 | 1st_F_RED_BLOCK_SW_2 | Switch | CISCO | C9200-24T-E | 10.60.50.31 | GigabitEthernet1/0/15 | Spare
Yes | CCH | Customs Campus Area | chattogram Customs Building | 1st Floor | RED-BLOCK | Rack-04 | VIVANCO | 15 | VSA.6615.01.10e | JAE2624068X | 4 | 1st_F_RED_BLOCK_SW_2 | Switch | CISCO | C9200-24T-E | 10.60.50.31 | GigabitEthernet1/0/16 | Spare
Yes | CCH | Customs Campus Area | chattogram Customs Building | 1st Floor | RED-BLOCK | Rack-04 | VIVANCO | 15 | VSA.6615.01.10e | JAE2624068X | 4 | 1st_F_RED_BLOCK_SW_2 | Switch | CISCO | C9200-24T-E | 10.60.50.31 | GigabitEthernet1/0/17 | Spare
Yes | CCH | Customs Campus Area | chattogram Customs Building | 1st Floor | RED-BLOCK | Rack-04 | VIVANCO | 15 | VSA.6615.01.10e | JAE2624068X | 4 | 1st_F_RED_BLOCK_SW_2 | Switch | CISCO | C9200-24T-E | 10.60.50.31 | GigabitEthernet1/0/18 | RED_BLOCK-AP
Yes | CCH | Customs Campus Area | chattogram Customs Building | 1st Floor | RED-BLOCK | Rack-04 | VIVANCO | 15 | VSA.6615.01.10e | JAE2624068X | 4 | 1st_F_RED_BLOCK_SW_2 | Switch | CISCO | C9200-24T-E | 10.60.50.31 | GigabitEthernet1/0/19 | RED_BLOCK-AP
Yes | CCH | Customs Campus Area | chattogram Customs Building | 1st Floor | RED-BLOCK | Rack-04 | VIVANCO | 15 | VSA.6615.01.10e | JAE2624068X | 4 | 1st_F_RED_BLOCK_SW_2 | Switch | CISCO | C9200-24T-E | 10.60.50.31 | GigabitEthernet1/0/20 | RED_BLOCK-AP
Yes | CCH | Customs Campus Area | chattogram Customs Building | 1st Floor | RED-BLOCK | Rack-04 | VIVANCO | 15 | VSA.6615.01.10e | JAE2624068X | 4 | 1st_F_RED_BLOCK_SW_2 | Switch | CISCO | C9200-24T-E | 10.60.50.31 | GigabitEthernet1/0/21 | RED_BLOCK-AP
Yes | CCH | Customs Campus Area | chattogram Customs Building | 1st Floor | RED-BLOCK | Rack-04 | VIVANCO | 15 | VSA.6615.01.10e | JAE2624068X | 4 | 1st_F_RED_BLOCK_SW_2 | Switch | CISCO | C9200-24T-E | 10.60.50.31 | GigabitEthernet1/0/22 | RED_BLOCK-AP
Yes | CCH | Customs Campus Area | chattogram Customs Building | 1st Floor | RED-BLOCK | Rack-04 | VIVANCO | 15 | VSA.6615.01.10e | JAE2624068X | 4 | 1st_F_RED_BLOCK_SW_2 | Switch | CISCO | C9200-24T-E | 10.60.50.31 | GigabitEthernet1/0/23 | RED_BLOCK-AP
Yes | CCH | Customs Campus Area | chattogram Customs Building | 1st Floor | RED-BLOCK | Rack-04 | VIVANCO | 15 | VSA.6615.01.10e | JAE2624068X | 4 | 1st_F_RED_BLOCK_SW_2 | Switch | CISCO | C9200-24T-E | 10.60.50.31 | GigabitEthernet1/0/24 | RED_BLOCK-AP
| CCH | Customs Campus Area | chattogram Customs Building | 1st Floor | RED-BLOCK | Rack-04 | VIVANCO | 15 | VSA.6615.01.10e | JAE2624068X | 4 | 1st_F_RED_BLOCK_SW_2 | Switch | CISCO | C9200-24T-E | 10.60.50.31 | Te1/1/1 | C9500-40X Ten 2/0/3
| CCH | Customs Campus Area | chattogram Customs Building | 1st Floor | RED-BLOCK | Rack-04 | VIVANCO | 15 | VSA.6615.01.10e | JAE2624068X | 4 | 1st_F_RED_BLOCK_SW_2 | Switch | CISCO | C9200-24T-E | 10.60.50.31 | Te1/1/2 | C9500-40X Ten 1/0/3
| CCH | Customs Campus Area | chattogram Customs Building | 1st Floor | RED-BLOCK | Rack-04 | VIVANCO | 15 | VSA.6615.01.10e | JAE2624068X | 4 | 1st_F_RED_BLOCK_SW_2 | Switch | CISCO | C9200-24T-E | 10.60.50.31 | Te1/1/3
Yes | CCH | Customs Campus Area | chattogram Customs Building | 1st Floor | RED-BLOCK | Rack-04 | VIVANCO | 15 | VSA.6615.01.10e | JAE2624068X | 4 | 1st_F_RED_BLOCK_SW_2 | Switch | CISCO | C9200-24T-E | 10.60.50.31 | Te1/1/4
Yes | CCH | Customs Campus Area | chattogram Customs Building | 1st Floor | RED-BLOCK | Rack-04 | VIVANCO | 15 | VSA.6615.01.10e | JAE264315CF | 8 | 1st_Floor_SW_1_RED_Block | Switch | CISCO | C9200-48T-E | 10.60.50.30 | GigabitEthernet1/0/1 | Spare
Yes | CCH | Customs Campus Area | chattogram Customs Building | 1st Floor | RED-BLOCK | Rack-04 | VIVANCO | 15 | VSA.6615.01.10e | JAE264315CF | 8 | 1st_Floor_SW_1_RED_Block | Switch | CISCO | C9200-48T-E | 10.60.50.30 | GigabitEthernet1/0/2 | Spare
Yes | CCH | Customs Campus Area | chattogram Customs Building | 1st Floor | RED-BLOCK | Rack-04 | VIVANCO | 15 | VSA.6615.01.10e | JAE264315CF | 8 | 1st_Floor_SW_1_RED_Block | Switch | CISCO | C9200-48T-E | 10.60.50.30 | GigabitEthernet1/0/3 | Spare
Yes | CCH | Customs Campus Area | chattogram Customs Building | 1st Floor | RED-BLOCK | Rack-04 | VIVANCO | 15 | VSA.6615.01.10e | JAE264315CF | 8 | 1st_Floor_SW_1_RED_Block | Switch | CISCO | C9200-48T-E | 10.60.50.30 | GigabitEthernet1/0/4 | Spare
Yes | CCH | Customs Campus Area | chattogram Customs Building | 1st Floor | RED-BLOCK | Rack-04 | VIVANCO | 15 | VSA.6615.01.10e | JAE264315CF | 8 | 1st_Floor_SW_1_RED_Block | Switch | CISCO | C9200-48T-E | 10.60.50.30 | GigabitEthernet1/0/5 | Assistant programmer
Yes | CCH | Customs Campus Area | chattogram Customs Building | 1st Floor | RED-BLOCK | Rack-04 | VIVANCO | 15 | VSA.6615.01.10e | JAE264315CF | 8 | 1st_Floor_SW_1_RED_Block | Switch | CISCO | C9200-48T-E | 10.60.50.30 | GigabitEthernet1/0/6 | Spare
Yes | CCH | Customs Campus Area | chattogram Customs Building | 1st Floor | RED-BLOCK | Rack-04 | VIVANCO | 15 | VSA.6615.01.10e | JAE264315CF | 8 | 1st_Floor_SW_1_RED_Block | Switch | CISCO | C9200-48T-E | 10.60.50.30 | GigabitEthernet1/0/7 | Spare
Yes | CCH | Customs Campus Area | chattogram Customs Building | 1st Floor | RED-BLOCK | Rack-04 | VIVANCO | 15 | VSA.6615.01.10e | JAE264315CF | 8 | 1st_Floor_SW_1_RED_Block | Switch | CISCO | C9200-48T-E | 10.60.50.30 | GigabitEthernet1/0/8 | Spare
Yes | CCH | Customs Campus Area | chattogram Customs Building | 1st Floor | RED-BLOCK | Rack-04 | VIVANCO | 15 | VSA.6615.01.10e | JAE264315CF | 8 | 1st_Floor_SW_1_RED_Block | Switch | CISCO | C9200-48T-E | 10.60.50.30 | GigabitEthernet1/0/9 | Spare
Yes | CCH | Customs Campus Area | chattogram Customs Building | 1st Floor | RED-BLOCK | Rack-04 | VIVANCO | 15 | VSA.6615.01.10e | JAE264315CF | 8 | 1st_Floor_SW_1_RED_Block | Switch | CISCO | C9200-48T-E | 10.60.50.30 | GigabitEthernet1/0/10 | Spare
Yes | CCH | Customs Campus Area | chattogram Customs Building | 1st Floor | RED-BLOCK | Rack-04 | VIVANCO | 15 | VSA.6615.01.10e | JAE264315CF | 8 | 1st_Floor_SW_1_RED_Block | Switch | CISCO | C9200-48T-E | 10.60.50.30 | GigabitEthernet1/0/11 | Spare
Yes | CCH | Customs Campus Area | chattogram Customs Building | 1st Floor | RED-BLOCK | Rack-04 | VIVANCO | 15 | VSA.6615.01.10e | JAE264315CF | 8 | 1st_Floor_SW_1_RED_Block | Switch | CISCO | C9200-48T-E | 10.60.50.30 | GigabitEthernet1/0/12 | Spare
Yes | CCH | Customs Campus Area | chattogram Customs Building | 1st Floor | RED-BLOCK | Rack-04 | VIVANCO | 15 | VSA.6615.01.10e | JAE264315CF | 8 | 1st_Floor_SW_1_RED_Block | Switch | CISCO | C9200-48T-E | 10.60.50.30 | GigabitEthernet1/0/13 | Assistant programmer
Yes | CCH | Customs Campus Area | chattogram Customs Building | 1st Floor | RED-BLOCK | Rack-04 | VIVANCO | 15 | VSA.6615.01.10e | JAE264315CF | 8 | 1st_Floor_SW_1_RED_Block | Switch | CISCO | C9200-48T-E | 10.60.50.30 | GigabitEthernet1/0/14 | Spare
Yes | CCH | Customs Campus Area | chattogram Customs Building | 1st Floor | RED-BLOCK | Rack-04 | VIVANCO | 15 | VSA.6615.01.10e | JAE264315CF | 8 | 1st_Floor_SW_1_RED_Block | Switch | CISCO | C9200-48T-E | 10.60.50.30 | GigabitEthernet1/0/15 | Spare
Yes | CCH | Customs Campus Area | chattogram Customs Building | 1st Floor | RED-BLOCK | Rack-04 | VIVANCO | 15 | VSA.6615.01.10e | JAE264315CF | 8 | 1st_Floor_SW_1_RED_Block | Switch | CISCO | C9200-48T-E | 10.60.50.30 | GigabitEthernet1/0/16 | Spare
Yes | CCH | Customs Campus Area | chattogram Customs Building | 1st Floor | RED-BLOCK | Rack-04 | VIVANCO | 15 | VSA.6615.01.10e | JAE264315CF | 8 | 1st_Floor_SW_1_RED_Block | Switch | CISCO | C9200-48T-E | 10.60.50.30 | GigabitEthernet1/0/17 | Spare
Yes | CCH | Customs Campus Area | chattogram Customs Building | 1st Floor | RED-BLOCK | Rack-04 | VIVANCO | 15 | VSA.6615.01.10e | JAE264315CF | 8 | 1st_Floor_SW_1_RED_Block | Switch | CISCO | C9200-48T-E | 10.60.50.30 | GigabitEthernet1/0/18 | Spare
Yes | CCH | Customs Campus Area | chattogram Customs Building | 1st Floor | RED-BLOCK | Rack-04 | VIVANCO | 15 | VSA.6615.01.10e | JAE264315CF | 8 | 1st_Floor_SW_1_RED_Block | Switch | CISCO | C9200-48T-E | 10.60.50.30 | GigabitEthernet1/0/19 | Spare
Yes | CCH | Customs Campus Area | chattogram Customs Building | 1st Floor | RED-BLOCK | Rack-04 | VIVANCO | 15 | VSA.6615.01.10e | JAE264315CF | 8 | 1st_Floor_SW_1_RED_Block | Switch | CISCO | C9200-48T-E | 10.60.50.30 | GigabitEthernet1/0/20 | Spare
Yes | CCH | Customs Campus Area | chattogram Customs Building | 1st Floor | RED-BLOCK | Rack-04 | VIVANCO | 15 | VSA.6615.01.10e | JAE264315CF | 8 | 1st_Floor_SW_1_RED_Block | Switch | CISCO | C9200-48T-E | 10.60.50.30 | GigabitEthernet1/0/21 | Assistant programmer
Yes | CCH | Customs Campus Area | chattogram Customs Building | 1st Floor | RED-BLOCK | Rack-04 | VIVANCO | 15 | VSA.6615.01.10e | JAE264315CF | 8 | 1st_Floor_SW_1_RED_Block | Switch | CISCO | C9200-48T-E | 10.60.50.30 | GigabitEthernet1/0/22 | Spare
Yes | CCH | Customs Campus Area | chattogram Customs Building | 1st Floor | RED-BLOCK | Rack-04 | VIVANCO | 15 | VSA.6615.01.10e | JAE264315CF | 8 | 1st_Floor_SW_1_RED_Block | Switch | CISCO | C9200-48T-E | 10.60.50.30 | GigabitEthernet1/0/23 | Assistant programmer
Yes | CCH | Customs Campus Area | chattogram Customs Building | 1st Floor | RED-BLOCK | Rack-04 | VIVANCO | 15 | VSA.6615.01.10e | JAE264315CF | 8 | 1st_Floor_SW_1_RED_Block | Switch | CISCO | C9200-48T-E | 10.60.50.30 | GigabitEthernet1/0/24 | Spare
Yes | CCH | Customs Campus Area | chattogram Customs Building | 1st Floor | RED-BLOCK | Rack-04 | VIVANCO | 15 | VSA.6615.01.10e | JAE264315CF | 8 | 1st_Floor_SW_1_RED_Block | Switch | CISCO | C9200-48T-E | 10.60.50.30 | GigabitEthernet1/0/25 | Spare
Yes | CCH | Customs Campus Area | chattogram Customs Building | 1st Floor | RED-BLOCK | Rack-04 | VIVANCO | 15 | VSA.6615.01.10e | JAE264315CF | 8 | 1st_Floor_SW_1_RED_Block | Switch | CISCO | C9200-48T-E | 10.60.50.30 | GigabitEthernet1/0/26 | Spare
Yes | CCH | Customs Campus Area | chattogram Customs Building | 1st Floor | RED-BLOCK | Rack-04 | VIVANCO | 15 | VSA.6615.01.10e | JAE264315CF | 8 | 1st_Floor_SW_1_RED_Block | Switch | CISCO | C9200-48T-E | 10.60.50.30 | GigabitEthernet1/0/27 | JC 1-PA
Yes | CCH | Customs Campus Area | chattogram Customs Building | 1st Floor | RED-BLOCK | Rack-04 | VIVANCO | 15 | VSA.6615.01.10e | JAE264315CF | 8 | 1st_Floor_SW_1_RED_Block | Switch | CISCO | C9200-48T-E | 10.60.50.30 | GigabitEthernet1/0/28 | Joint Commissioner-3
Yes | CCH | Customs Campus Area | chattogram Customs Building | 1st Floor | RED-BLOCK | Rack-04 | VIVANCO | 15 | VSA.6615.01.10e | JAE264315CF | 8 | 1st_Floor_SW_1_RED_Block | Switch | CISCO | C9200-48T-E | 10.60.50.30 | GigabitEthernet1/0/29 | Deputy Commissioner
Yes | CCH | Customs Campus Area | chattogram Customs Building | 1st Floor | RED-BLOCK | Rack-04 | VIVANCO | 15 | VSA.6615.01.10e | JAE264315CF | 8 | 1st_Floor_SW_1_RED_Block | Switch | CISCO | C9200-48T-E | 10.60.50.30 | GigabitEthernet1/0/30 | Spare
Yes | CCH | Customs Campus Area | chattogram Customs Building | 1st Floor | RED-BLOCK | Rack-04 | VIVANCO | 15 | VSA.6615.01.10e | JAE264315CF | 8 | 1st_Floor_SW_1_RED_Block | Switch | CISCO | C9200-48T-E | 10.60.50.30 | GigabitEthernet1/0/31 | Spare
Yes | CCH | Customs Campus Area | chattogram Customs Building | 1st Floor | RED-BLOCK | Rack-04 | VIVANCO | 15 | VSA.6615.01.10e | JAE264315CF | 8 | 1st_Floor_SW_1_RED_Block | Switch | CISCO | C9200-48T-E | 10.60.50.30 | GigabitEthernet1/0/32 | Spare
Yes | CCH | Customs Campus Area | chattogram Customs Building | 1st Floor | RED-BLOCK | Rack-04 | VIVANCO | 15 | VSA.6615.01.10e | JAE264315CF | 8 | 1st_Floor_SW_1_RED_Block | Switch | CISCO | C9200-48T-E | 10.60.50.30 | GigabitEthernet1/0/33 | Spare
Yes | CCH | Customs Campus Area | chattogram Customs Building | 1st Floor | RED-BLOCK | Rack-04 | VIVANCO | 15 | VSA.6615.01.10e | JAE264315CF | 8 | 1st_Floor_SW_1_RED_Block | Switch | CISCO | C9200-48T-E | 10.60.50.30 | GigabitEthernet1/0/34 | Spare
Yes | CCH | Customs Campus Area | chattogram Customs Building | 1st Floor | RED-BLOCK | Rack-04 | VIVANCO | 15 | VSA.6615.01.10e | JAE264315CF | 8 | 1st_Floor_SW_1_RED_Block | Switch | CISCO | C9200-48T-E | 10.60.50.30 | GigabitEthernet1/0/35 | Spare
Yes | CCH | Customs Campus Area | chattogram Customs Building | 1st Floor | RED-BLOCK | Rack-04 | VIVANCO | 15 | VSA.6615.01.10e | JAE264315CF | 8 | 1st_Floor_SW_1_RED_Block | Switch | CISCO | C9200-48T-E | 10.60.50.30 | GigabitEthernet1/0/36 | ADC 1-PA
Yes | CCH | Customs Campus Area | chattogram Customs Building | 1st Floor | RED-BLOCK | Rack-04 | VIVANCO | 15 | VSA.6615.01.10e | JAE264315CF | 8 | 1st_Floor_SW_1_RED_Block | Switch | CISCO | C9200-48T-E | 10.60.50.30 | GigabitEthernet1/0/37 | Spare
Yes | CCH | Customs Campus Area | chattogram Customs Building | 1st Floor | RED-BLOCK | Rack-04 | VIVANCO | 15 | VSA.6615.01.10e | JAE264315CF | 8 | 1st_Floor_SW_1_RED_Block | Switch | CISCO | C9200-48T-E | 10.60.50.30 | GigabitEthernet1/0/38 | Spare
Yes | CCH | Customs Campus Area | chattogram Customs Building | 1st Floor | RED-BLOCK | Rack-04 | VIVANCO | 15 | VSA.6615.01.10e | JAE264315CF | 8 | 1st_Floor_SW_1_RED_Block | Switch | CISCO | C9200-48T-E | 10.60.50.30 | GigabitEthernet1/0/39 | Spare
Yes | CCH | Customs Campus Area | chattogram Customs Building | 1st Floor | RED-BLOCK | Rack-04 | VIVANCO | 15 | VSA.6615.01.10e | JAE264315CF | 8 | 1st_Floor_SW_1_RED_Block | Switch | CISCO | C9200-48T-E | 10.60.50.30 | GigabitEthernet1/0/40 | Spare
Yes | CCH | Customs Campus Area | chattogram Customs Building | 1st Floor | RED-BLOCK | Rack-04 | VIVANCO | 15 | VSA.6615.01.10e | JAE264315CF | 8 | 1st_Floor_SW_1_RED_Block | Switch | CISCO | C9200-48T-E | 10.60.50.30 | GigabitEthernet1/0/41 | Spare
Yes | CCH | Customs Campus Area | chattogram Customs Building | 1st Floor | RED-BLOCK | Rack-04 | VIVANCO | 15 | VSA.6615.01.10e | JAE264315CF | 8 | 1st_Floor_SW_1_RED_Block | Switch | CISCO | C9200-48T-E | 10.60.50.30 | GigabitEthernet1/0/42 | Spare
Yes | CCH | Customs Campus Area | chattogram Customs Building | 1st Floor | RED-BLOCK | Rack-04 | VIVANCO | 15 | VSA.6615.01.10e | JAE264315CF | 8 | 1st_Floor_SW_1_RED_Block | Switch | CISCO | C9200-48T-E | 10.60.50.30 | GigabitEthernet1/0/43 | ADC-2
Yes | CCH | Customs Campus Area | chattogram Customs Building | 1st Floor | RED-BLOCK | Rack-04 | VIVANCO | 15 | VSA.6615.01.10e | JAE264315CF | 8 | 1st_Floor_SW_1_RED_Block | Switch | CISCO | C9200-48T-E | 10.60.50.30 | GigabitEthernet1/0/44 | Spare
Yes | CCH | Customs Campus Area | chattogram Customs Building | 1st Floor | RED-BLOCK | Rack-04 | VIVANCO | 15 | VSA.6615.01.10e | JAE264315CF | 8 | 1st_Floor_SW_1_RED_Block | Switch | CISCO | C9200-48T-E | 10.60.50.30 | GigabitEthernet1/0/45 | Spare
Yes | CCH | Customs Campus Area | chattogram Customs Building | 1st Floor | RED-BLOCK | Rack-04 | VIVANCO | 15 | VSA.6615.01.10e | JAE264315CF | 8 | 1st_Floor_SW_1_RED_Block | Switch | CISCO | C9200-48T-E | 10.60.50.30 | GigabitEthernet1/0/46 | Spare
Yes | CCH | Customs Campus Area | chattogram Customs Building | 1st Floor | RED-BLOCK | Rack-04 | VIVANCO | 15 | VSA.6615.01.10e | JAE264315CF | 8 | 1st_Floor_SW_1_RED_Block | Switch | CISCO | C9200-48T-E | 10.60.50.30 | GigabitEthernet1/0/47 | Spare
Yes | CCH | Customs Campus Area | chattogram Customs Building | 1st Floor | RED-BLOCK | Rack-04 | VIVANCO | 15 | VSA.6615.01.10e | JAE264315CF | 8 | 1st_Floor_SW_1_RED_Block | Switch | CISCO | C9200-48T-E | 10.60.50.30 | GigabitEthernet1/0/48 | Spare
Yes | CCH | Customs Campus Area | chattogram Customs Building | 1st Floor | RED-BLOCK | Rack-04 | VIVANCO | 15 | VSA.6615.01.10e | JAE264315CF | 8 | 1st_Floor_SW_1_RED_Block | Switch | CISCO | C9200-48T-E | 10.60.50.30 | Te1/1/1 | C9500-40X Ten 2/0/16
Yes | CCH | Customs Campus Area | chattogram Customs Building | 1st Floor | RED-BLOCK | Rack-04 | VIVANCO | 15 | VSA.6615.01.10e | JAE264315CF | 8 | 1st_Floor_SW_1_RED_Block | Switch | CISCO | C9200-48T-E | 10.60.50.30 | Te1/1/2 | C9500-40X Ten 1/0/16
Yes | CCH | Customs Campus Area | chattogram Customs Building | 1st Floor | RED-BLOCK | Rack-04 | VIVANCO | 15 | VSA.6615.01.10e | JAE264315CF | 8 | 1st_Floor_SW_1_RED_Block | Switch | CISCO | C9200-48T-E | 10.60.50.30 | Te1/1/3
Yes | CCH | Customs Campus Area | chattogram Customs Building | 1st Floor | RED-BLOCK | Rack-04 | VIVANCO | 15 | VSA.6615.01.10e | JAE264315CF | 8 | 1st_Floor_SW_1_RED_Block | Switch | CISCO | C9200-48T-E | 10.60.50.30 | Te1/1/4
Yes | CCH | Customs Campus Area | chattogram Customs Building | Ground Floor | Budget Section | Rack-02 | VIVANCO | 15 | VSA.6615.01.10e | JAE264317DT | 5 | CCH_Ground_F_SW_02 | Switch | CISCO | C9200-48T-E | 10.60.50.28 | GigabitEthernet1/0/1 | Spare
Yes | CCH | Customs Campus Area | chattogram Customs Building | Ground Floor | Budget Section | Rack-02 | VIVANCO | 15 | VSA.6615.01.10e | JAE264317DT | 5 | CCH_Ground_F_SW_02 | Switch | CISCO | C9200-48T-E | 10.60.50.28 | GigabitEthernet1/0/2 | Spare
Yes | CCH | Customs Campus Area | chattogram Customs Building | Ground Floor | Budget Section | Rack-02 | VIVANCO | 15 | VSA.6615.01.10e | JAE264317DT | 5 | CCH_Ground_F_SW_02 | Switch | CISCO | C9200-48T-E | 10.60.50.28 | GigabitEthernet1/0/3 | Revenue Section
Yes | CCH | Customs Campus Area | chattogram Customs Building | Ground Floor | Budget Section | Rack-02 | VIVANCO | 15 | VSA.6615.01.10e | JAE264317DT | 5 | CCH_Ground_F_SW_02 | Switch | CISCO | C9200-48T-E | 10.60.50.28 | GigabitEthernet1/0/4 | Spare
Yes | CCH | Customs Campus Area | chattogram Customs Building | Ground Floor | Budget Section | Rack-02 | VIVANCO | 15 | VSA.6615.01.10e | JAE264317DT | 5 | CCH_Ground_F_SW_02 | Switch | CISCO | C9200-48T-E | 10.60.50.28 | GigabitEthernet1/0/5 | Section 8C-ARO
Yes | CCH | Customs Campus Area | chattogram Customs Building | Ground Floor | Budget Section | Rack-02 | VIVANCO | 15 | VSA.6615.01.10e | JAE264317DT | 5 | CCH_Ground_F_SW_02 | Switch | CISCO | C9200-48T-E | 10.60.50.28 | GigabitEthernet1/0/6 | Spare
Yes | CCH | Customs Campus Area | chattogram Customs Building | Ground Floor | Budget Section | Rack-02 | VIVANCO | 15 | VSA.6615.01.10e | JAE264317DT | 5 | CCH_Ground_F_SW_02 | Switch | CISCO | C9200-48T-E | 10.60.50.28 | GigabitEthernet1/0/7 | Section 8C-ARO
Yes | CCH | Customs Campus Area | chattogram Customs Building | Ground Floor | Budget Section | Rack-02 | VIVANCO | 15 | VSA.6615.01.10e | JAE264317DT | 5 | CCH_Ground_F_SW_02 | Switch | CISCO | C9200-48T-E | 10.60.50.28 | GigabitEthernet1/0/8 | Spare
Yes | CCH | Customs Campus Area | chattogram Customs Building | Ground Floor | Budget Section | Rack-02 | VIVANCO | 15 | VSA.6615.01.10e | JAE264317DT | 5 | CCH_Ground_F_SW_02 | Switch | CISCO | C9200-48T-E | 10.60.50.28 | GigabitEthernet1/0/9 | Spare
Yes | CCH | Customs Campus Area | chattogram Customs Building | Ground Floor | Budget Section | Rack-02 | VIVANCO | 15 | VSA.6615.01.10e | JAE264317DT | 5 | CCH_Ground_F_SW_02 | Switch | CISCO | C9200-48T-E | 10.60.50.28 | GigabitEthernet1/0/10 | Budget Section-UDA
Yes | CCH | Customs Campus Area | chattogram Customs Building | Ground Floor | Budget Section | Rack-02 | VIVANCO | 15 | VSA.6615.01.10e | JAE264317DT | 5 | CCH_Ground_F_SW_02 | Switch | CISCO | C9200-48T-E | 10.60.50.28 | GigabitEthernet1/0/11 | Section 8C-ARO
Yes | CCH | Customs Campus Area | chattogram Customs Building | Ground Floor | Budget Section | Rack-02 | VIVANCO | 15 | VSA.6615.01.10e | JAE264317DT | 5 | CCH_Ground_F_SW_02 | Switch | CISCO | C9200-48T-E | 10.60.50.28 | GigabitEthernet1/0/12 | Budget Section
Yes | CCH | Customs Campus Area | chattogram Customs Building | Ground Floor | Budget Section | Rack-02 | VIVANCO | 15 | VSA.6615.01.10e | JAE264317DT | 5 | CCH_Ground_F_SW_02 | Switch | CISCO | C9200-48T-E | 10.60.50.28 | GigabitEthernet1/0/13 | Spare
Yes | CCH | Customs Campus Area | chattogram Customs Building | Ground Floor | Budget Section | Rack-02 | VIVANCO | 15 | VSA.6615.01.10e | JAE264317DT | 5 | CCH_Ground_F_SW_02 | Switch | CISCO | C9200-48T-E | 10.60.50.28 | GigabitEthernet1/0/14 | Speed Treasary_Computer Operator
Yes | CCH | Customs Campus Area | chattogram Customs Building | Ground Floor | Budget Section | Rack-02 | VIVANCO | 15 | VSA.6615.01.10e | JAE264317DT | 5 | CCH_Ground_F_SW_02 | Switch | CISCO | C9200-48T-E | 10.60.50.28 | GigabitEthernet1/0/15 | Spare
Yes | CCH | Customs Campus Area | chattogram Customs Building | Ground Floor | Budget Section | Rack-02 | VIVANCO | 15 | VSA.6615.01.10e | JAE264317DT | 5 | CCH_Ground_F_SW_02 | Switch | CISCO | C9200-48T-E | 10.60.50.28 | GigabitEthernet1/0/16 | Spare
Yes | CCH | Customs Campus Area | chattogram Customs Building | Ground Floor | Budget Section | Rack-02 | VIVANCO | 15 | VSA.6615.01.10e | JAE264317DT | 5 | CCH_Ground_F_SW_02 | Switch | CISCO | C9200-48T-E | 10.60.50.28 | GigabitEthernet1/0/17 | Spare
Yes | CCH | Customs Campus Area | chattogram Customs Building | Ground Floor | Budget Section | Rack-02 | VIVANCO | 15 | VSA.6615.01.10e | JAE264317DT | 5 | CCH_Ground_F_SW_02 | Switch | CISCO | C9200-48T-E | 10.60.50.28 | GigabitEthernet1/0/18 | Spare
Yes | CCH | Customs Campus Area | chattogram Customs Building | Ground Floor | Budget Section | Rack-02 | VIVANCO | 15 | VSA.6615.01.10e | JAE264317DT | 5 | CCH_Ground_F_SW_02 | Switch | CISCO | C9200-48T-E | 10.60.50.28 | GigabitEthernet1/0/19 | Staff Section-Computer Operator
Yes | CCH | Customs Campus Area | chattogram Customs Building | Ground Floor | Budget Section | Rack-02 | VIVANCO | 15 | VSA.6615.01.10e | JAE264317DT | 5 | CCH_Ground_F_SW_02 | Switch | CISCO | C9200-48T-E | 10.60.50.28 | GigabitEthernet1/0/20 | Spare
Yes | CCH | Customs Campus Area | chattogram Customs Building | Ground Floor | Budget Section | Rack-02 | VIVANCO | 15 | VSA.6615.01.10e | JAE264317DT | 5 | CCH_Ground_F_SW_02 | Switch | CISCO | C9200-48T-E | 10.60.50.28 | GigabitEthernet1/0/21 | Staff Section-Computer Operator
Yes | CCH | Customs Campus Area | chattogram Customs Building | Ground Floor | Budget Section | Rack-02 | VIVANCO | 15 | VSA.6615.01.10e | JAE264317DT | 5 | CCH_Ground_F_SW_02 | Switch | CISCO | C9200-48T-E | 10.60.50.28 | GigabitEthernet1/0/22 | Spare
Yes | CCH | Customs Campus Area | chattogram Customs Building | Ground Floor | Budget Section | Rack-02 | VIVANCO | 15 | VSA.6615.01.10e | JAE264317DT | 5 | CCH_Ground_F_SW_02 | Switch | CISCO | C9200-48T-E | 10.60.50.28 | GigabitEthernet1/0/23 | Section 8C-RO
Yes | CCH | Customs Campus Area | chattogram Customs Building | Ground Floor | Budget Section | Rack-02 | VIVANCO | 15 | VSA.6615.01.10e | JAE264317DT | 5 | CCH_Ground_F_SW_02 | Switch | CISCO | C9200-48T-E | 10.60.50.28 | GigabitEthernet1/0/24 | Spare
Yes | CCH | Customs Campus Area | chattogram Customs Building | Ground Floor | Budget Section | Rack-02 | VIVANCO | 15 | VSA.6615.01.10e | JAE264317DT | 5 | CCH_Ground_F_SW_02 | Switch | CISCO | C9200-48T-E | 10.60.50.28 | GigabitEthernet1/0/25 | Staff Section-Computer Operator
Yes | CCH | Customs Campus Area | chattogram Customs Building | Ground Floor | Budget Section | Rack-02 | VIVANCO | 15 | VSA.6615.01.10e | JAE264317DT | 5 | CCH_Ground_F_SW_02 | Switch | CISCO | C9200-48T-E | 10.60.50.28 | GigabitEthernet1/0/26 | Spare
Yes | CCH | Customs Campus Area | chattogram Customs Building | Ground Floor | Budget Section | Rack-02 | VIVANCO | 15 | VSA.6615.01.10e | JAE264317DT | 5 | CCH_Ground_F_SW_02 | Switch | CISCO | C9200-48T-E | 10.60.50.28 | GigabitEthernet1/0/27 | Staff Section-UDA
Yes | CCH | Customs Campus Area | chattogram Customs Building | Ground Floor | Budget Section | Rack-02 | VIVANCO | 15 | VSA.6615.01.10e | JAE264317DT | 5 | CCH_Ground_F_SW_02 | Switch | CISCO | C9200-48T-E | 10.60.50.28 | GigabitEthernet1/0/28 | Spare
Yes | CCH | Customs Campus Area | chattogram Customs Building | Ground Floor | Budget Section | Rack-02 | VIVANCO | 15 | VSA.6615.01.10e | JAE264317DT | 5 | CCH_Ground_F_SW_02 | Switch | CISCO | C9200-48T-E | 10.60.50.28 | GigabitEthernet1/0/29 | Speed Treasary
Yes | CCH | Customs Campus Area | chattogram Customs Building | Ground Floor | Budget Section | Rack-02 | VIVANCO | 15 | VSA.6615.01.10e | JAE264317DT | 5 | CCH_Ground_F_SW_02 | Switch | CISCO | C9200-48T-E | 10.60.50.28 | GigabitEthernet1/0/30 | Spare
Yes | CCH | Customs Campus Area | chattogram Customs Building | Ground Floor | Budget Section | Rack-02 | VIVANCO | 15 | VSA.6615.01.10e | JAE264317DT | 5 | CCH_Ground_F_SW_02 | Switch | CISCO | C9200-48T-E | 10.60.50.28 | GigabitEthernet1/0/31 | Spare
Yes | CCH | Customs Campus Area | chattogram Customs Building | Ground Floor | Budget Section | Rack-02 | VIVANCO | 15 | VSA.6615.01.10e | JAE264317DT | 5 | CCH_Ground_F_SW_02 | Switch | CISCO | C9200-48T-E | 10.60.50.28 | GigabitEthernet1/0/32 | Spare
Yes | CCH | Customs Campus Area | chattogram Customs Building | Ground Floor | Budget Section | Rack-02 | VIVANCO | 15 | VSA.6615.01.10e | JAE264317DT | 5 | CCH_Ground_F_SW_02 | Switch | CISCO | C9200-48T-E | 10.60.50.28 | GigabitEthernet1/0/33 | Spare
Yes | CCH | Customs Campus Area | chattogram Customs Building | Ground Floor | Budget Section | Rack-02 | VIVANCO | 15 | VSA.6615.01.10e | JAE264317DT | 5 | CCH_Ground_F_SW_02 | Switch | CISCO | C9200-48T-E | 10.60.50.28 | GigabitEthernet1/0/34 | Spare
Yes | CCH | Customs Campus Area | chattogram Customs Building | Ground Floor | Budget Section | Rack-02 | VIVANCO | 15 | VSA.6615.01.10e | JAE264317DT | 5 | CCH_Ground_F_SW_02 | Switch | CISCO | C9200-48T-E | 10.60.50.28 | GigabitEthernet1/0/35 | Section 8C-Accounts
Yes | CCH | Customs Campus Area | chattogram Customs Building | Ground Floor | Budget Section | Rack-02 | VIVANCO | 15 | VSA.6615.01.10e | JAE264317DT | 5 | CCH_Ground_F_SW_02 | Switch | CISCO | C9200-48T-E | 10.60.50.28 | GigabitEthernet1/0/36 | Spare
Yes | CCH | Customs Campus Area | chattogram Customs Building | Ground Floor | Budget Section | Rack-02 | VIVANCO | 15 | VSA.6615.01.10e | JAE264317DT | 5 | CCH_Ground_F_SW_02 | Switch | CISCO | C9200-48T-E | 10.60.50.28 | GigabitEthernet1/0/37 | Spare
Yes | CCH | Customs Campus Area | chattogram Customs Building | Ground Floor | Budget Section | Rack-02 | VIVANCO | 15 | VSA.6615.01.10e | JAE264317DT | 5 | CCH_Ground_F_SW_02 | Switch | CISCO | C9200-48T-E | 10.60.50.28 | GigabitEthernet1/0/38 | Spare
Yes | CCH | Customs Campus Area | chattogram Customs Building | Ground Floor | Budget Section | Rack-02 | VIVANCO | 15 | VSA.6615.01.10e | JAE264317DT | 5 | CCH_Ground_F_SW_02 | Switch | CISCO | C9200-48T-E | 10.60.50.28 | GigabitEthernet1/0/39 | Spare
Yes | CCH | Customs Campus Area | chattogram Customs Building | Ground Floor | Budget Section | Rack-02 | VIVANCO | 15 | VSA.6615.01.10e | JAE264317DT | 5 | CCH_Ground_F_SW_02 | Switch | CISCO | C9200-48T-E | 10.60.50.28 | GigabitEthernet1/0/40 | Spare
Yes | CCH | Customs Campus Area | chattogram Customs Building | Ground Floor | Budget Section | Rack-02 | VIVANCO | 15 | VSA.6615.01.10e | JAE264317DT | 5 | CCH_Ground_F_SW_02 | Switch | CISCO | C9200-48T-E | 10.60.50.28 | GigabitEthernet1/0/41 | Spare
Yes | CCH | Customs Campus Area | chattogram Customs Building | Ground Floor | Budget Section | Rack-02 | VIVANCO | 15 | VSA.6615.01.10e | JAE264317DT | 5 | CCH_Ground_F_SW_02 | Switch | CISCO | C9200-48T-E | 10.60.50.28 | GigabitEthernet1/0/42 | Spare
Yes | CCH | Customs Campus Area | chattogram Customs Building | Ground Floor | Budget Section | Rack-02 | VIVANCO | 15 | VSA.6615.01.10e | JAE264317DT | 5 | CCH_Ground_F_SW_02 | Switch | CISCO | C9200-48T-E | 10.60.50.28 | GigabitEthernet1/0/43 | Spare
Yes | CCH | Customs Campus Area | chattogram Customs Building | Ground Floor | Budget Section | Rack-02 | VIVANCO | 15 | VSA.6615.01.10e | JAE264317DT | 5 | CCH_Ground_F_SW_02 | Switch | CISCO | C9200-48T-E | 10.60.50.28 | GigabitEthernet1/0/44 | Spare
Yes | CCH | Customs Campus Area | chattogram Customs Building | Ground Floor | Budget Section | Rack-02 | VIVANCO | 15 | VSA.6615.01.10e | JAE264317DT | 5 | CCH_Ground_F_SW_02 | Switch | CISCO | C9200-48T-E | 10.60.50.28 | GigabitEthernet1/0/45 | Spare
Yes | CCH | Customs Campus Area | chattogram Customs Building | Ground Floor | Budget Section | Rack-02 | VIVANCO | 15 | VSA.6615.01.10e | JAE264317DT | 5 | CCH_Ground_F_SW_02 | Switch | CISCO | C9200-48T-E | 10.60.50.28 | GigabitEthernet1/0/46 | Spare
Yes | CCH | Customs Campus Area | chattogram Customs Building | Ground Floor | Budget Section | Rack-02 | VIVANCO | 15 | VSA.6615.01.10e | JAE264317DT | 5 | CCH_Ground_F_SW_02 | Switch | CISCO | C9200-48T-E | 10.60.50.28 | GigabitEthernet1/0/47 | Spare
Yes | CCH | Customs Campus Area | chattogram Customs Building | Ground Floor | Budget Section | Rack-02 | VIVANCO | 15 | VSA.6615.01.10e | JAE264317DT | 5 | CCH_Ground_F_SW_02 | Switch | CISCO | C9200-48T-E | 10.60.50.28 | GigabitEthernet1/0/48 | Spare
Yes | CCH | Customs Campus Area | chattogram Customs Building | Ground Floor | Budget Section | Rack-02 | VIVANCO | 15 | VSA.6615.01.10e | JAE264317DT | 5 | CCH_Ground_F_SW_02 | Switch | CISCO | C9200-48T-E | 10.60.50.28 | Te1/1/1 | C9500-40X Ten 1/0/12
Yes | CCH | Customs Campus Area | chattogram Customs Building | Ground Floor | Budget Section | Rack-02 | VIVANCO | 15 | VSA.6615.01.10e | JAE264317DT | 5 | CCH_Ground_F_SW_02 | Switch | CISCO | C9200-48T-E | 10.60.50.28 | Te1/1/2
Yes | CCH | Customs Campus Area | chattogram Customs Building | Ground Floor | Budget Section | Rack-02 | VIVANCO | 15 | VSA.6615.01.10e | JAE264317DT | 5 | CCH_Ground_F_SW_02 | Switch | CISCO | C9200-48T-E | 10.60.50.28 | Te1/1/3
Yes | CCH | Customs Campus Area | chattogram Customs Building | Ground Floor | Budget Section | Rack-02 | VIVANCO | 15 | VSA.6615.01.10e | JAE264317DT | 5 | CCH_Ground_F_SW_02 | Switch | CISCO | C9200-48T-E |  | Te1/1/4
Yes | CCH | Customs Campus Area | chattogram Customs Building | Ground Floor | Subteam_14 | Rack-03 | VIVANCO | 15 | VSA.6615.01.10e | JAE264318SD | 4 | CCH_GF_SubTM_14_SW | Switch | CISCO | C9200-48T-E | 10.60.50.29 | GigabitEthernet1/0/1 | Spare
Yes | CCH | Customs Campus Area | chattogram Customs Building | Ground Floor | Subteam_14 | Rack-03 | VIVANCO | 15 | VSA.6615.01.10e | JAE264318SD | 4 | CCH_GF_SubTM_14_SW | Switch | CISCO | C9200-48T-E | 10.60.50.29 | GigabitEthernet1/0/2 | Spare
Yes | CCH | Customs Campus Area | chattogram Customs Building | Ground Floor | Subteam_14 | Rack-03 | VIVANCO | 15 | VSA.6615.01.10e | JAE264318SD | 4 | CCH_GF_SubTM_14_SW | Switch | CISCO | C9200-48T-E | 10.60.50.29 | GigabitEthernet1/0/3 | Spare
Yes | CCH | Customs Campus Area | chattogram Customs Building | Ground Floor | Subteam_14 | Rack-03 | VIVANCO | 15 | VSA.6615.01.10e | JAE264318SD | 4 | CCH_GF_SubTM_14_SW | Switch | CISCO | C9200-48T-E | 10.60.50.29 | GigabitEthernet1/0/4 | Revenue-O.S
Yes | CCH | Customs Campus Area | chattogram Customs Building | Ground Floor | Subteam_14 | Rack-03 | VIVANCO | 15 | VSA.6615.01.10e | JAE264318SD | 4 | CCH_GF_SubTM_14_SW | Switch | CISCO | C9200-48T-E | 10.60.50.29 | GigabitEthernet1/0/5 | Spare
Yes | CCH | Customs Campus Area | chattogram Customs Building | Ground Floor | Subteam_14 | Rack-03 | VIVANCO | 15 | VSA.6615.01.10e | JAE264318SD | 4 | CCH_GF_SubTM_14_SW | Switch | CISCO | C9200-48T-E | 10.60.50.29 | GigabitEthernet1/0/6 | Spare
Yes | CCH | Customs Campus Area | chattogram Customs Building | Ground Floor | Subteam_14 | Rack-03 | VIVANCO | 15 | VSA.6615.01.10e | JAE264318SD | 4 | CCH_GF_SubTM_14_SW | Switch | CISCO | C9200-48T-E | 10.60.50.29 | GigabitEthernet1/0/7 | Subteam 12_RO
Yes | CCH | Customs Campus Area | chattogram Customs Building | Ground Floor | Subteam_14 | Rack-03 | VIVANCO | 15 | VSA.6615.01.10e | JAE264318SD | 4 | CCH_GF_SubTM_14_SW | Switch | CISCO | C9200-48T-E | 10.60.50.29 | GigabitEthernet1/0/8 | Spare
Yes | CCH | Customs Campus Area | chattogram Customs Building | Ground Floor | Subteam_14 | Rack-03 | VIVANCO | 15 | VSA.6615.01.10e | JAE264318SD | 4 | CCH_GF_SubTM_14_SW | Switch | CISCO | C9200-48T-E | 10.60.50.29 | GigabitEthernet1/0/9 | Subteam 12_ARO
Yes | CCH | Customs Campus Area | chattogram Customs Building | Ground Floor | Subteam_14 | Rack-03 | VIVANCO | 15 | VSA.6615.01.10e | JAE264318SD | 4 | CCH_GF_SubTM_14_SW | Switch | CISCO | C9200-48T-E | 10.60.50.29 | GigabitEthernet1/0/10 | Spare
Yes | CCH | Customs Campus Area | chattogram Customs Building | Ground Floor | Subteam_14 | Rack-03 | VIVANCO | 15 | VSA.6615.01.10e | JAE264318SD | 4 | CCH_GF_SubTM_14_SW | Switch | CISCO | C9200-48T-E | 10.60.50.29 | GigabitEthernet1/0/11 | Spare
Yes | CCH | Customs Campus Area | chattogram Customs Building | Ground Floor | Subteam_14 | Rack-03 | VIVANCO | 15 | VSA.6615.01.10e | JAE264318SD | 4 | CCH_GF_SubTM_14_SW | Switch | CISCO | C9200-48T-E | 10.60.50.29 | GigabitEthernet1/0/12 | Spare
Yes | CCH | Customs Campus Area | chattogram Customs Building | Ground Floor | Subteam_14 | Rack-03 | VIVANCO | 15 | VSA.6615.01.10e | JAE264318SD | 4 | CCH_GF_SubTM_14_SW | Switch | CISCO | C9200-48T-E | 10.60.50.29 | GigabitEthernet1/0/13 | Subteam 15_ARO
Yes | CCH | Customs Campus Area | chattogram Customs Building | Ground Floor | Subteam_14 | Rack-03 | VIVANCO | 15 | VSA.6615.01.10e | JAE264318SD | 4 | CCH_GF_SubTM_14_SW | Switch | CISCO | C9200-48T-E | 10.60.50.29 | GigabitEthernet1/0/14 | Sonali Bank
Yes | CCH | Customs Campus Area | chattogram Customs Building | Ground Floor | Subteam_14 | Rack-03 | VIVANCO | 15 | VSA.6615.01.10e | JAE264318SD | 4 | CCH_GF_SubTM_14_SW | Switch | CISCO | C9200-48T-E | 10.60.50.29 | GigabitEthernet1/0/15 | Subteam 14_RO
Yes | CCH | Customs Campus Area | chattogram Customs Building | Ground Floor | Subteam_14 | Rack-03 | VIVANCO | 15 | VSA.6615.01.10e | JAE264318SD | 4 | CCH_GF_SubTM_14_SW | Switch | CISCO | C9200-48T-E | 10.60.50.29 | GigabitEthernet1/0/16 | Spare
Yes | CCH | Customs Campus Area | chattogram Customs Building | Ground Floor | Subteam_14 | Rack-03 | VIVANCO | 15 | VSA.6615.01.10e | JAE264318SD | 4 | CCH_GF_SubTM_14_SW | Switch | CISCO | C9200-48T-E | 10.60.50.29 | GigabitEthernet1/0/17 | Subteam 14_ARO
Yes | CCH | Customs Campus Area | chattogram Customs Building | Ground Floor | Subteam_14 | Rack-03 | VIVANCO | 15 | VSA.6615.01.10e | JAE264318SD | 4 | CCH_GF_SubTM_14_SW | Switch | CISCO | C9200-48T-E | 10.60.50.29 | GigabitEthernet1/0/18 | Spare
Yes | CCH | Customs Campus Area | chattogram Customs Building | Ground Floor | Subteam_14 | Rack-03 | VIVANCO | 15 | VSA.6615.01.10e | JAE264318SD | 4 | CCH_GF_SubTM_14_SW | Switch | CISCO | C9200-48T-E | 10.60.50.29 | GigabitEthernet1/0/19 | Subteam 16_ARO
Yes | CCH | Customs Campus Area | chattogram Customs Building | Ground Floor | Subteam_14 | Rack-03 | VIVANCO | 15 | VSA.6615.01.10e | JAE264318SD | 4 | CCH_GF_SubTM_14_SW | Switch | CISCO | C9200-48T-E | 10.60.50.29 | GigabitEthernet1/0/20 | Spare
Yes | CCH | Customs Campus Area | chattogram Customs Building | Ground Floor | Subteam_14 | Rack-03 | VIVANCO | 15 | VSA.6615.01.10e | JAE264318SD | 4 | CCH_GF_SubTM_14_SW | Switch | CISCO | C9200-48T-E | 10.60.50.29 | GigabitEthernet1/0/21 | Spare
Yes | CCH | Customs Campus Area | chattogram Customs Building | Ground Floor | Subteam_14 | Rack-03 | VIVANCO | 15 | VSA.6615.01.10e | JAE264318SD | 4 | CCH_GF_SubTM_14_SW | Switch | CISCO | C9200-48T-E | 10.60.50.29 | GigabitEthernet1/0/22 | Spare
Yes | CCH | Customs Campus Area | chattogram Customs Building | Ground Floor | Subteam_14 | Rack-03 | VIVANCO | 15 | VSA.6615.01.10e | JAE264318SD | 4 | CCH_GF_SubTM_14_SW | Switch | CISCO | C9200-48T-E | 10.60.50.29 | GigabitEthernet1/0/23 | Subteam 16_RO
Yes | CCH | Customs Campus Area | chattogram Customs Building | Ground Floor | Subteam_14 | Rack-03 | VIVANCO | 15 | VSA.6615.01.10e | JAE264318SD | 4 | CCH_GF_SubTM_14_SW | Switch | CISCO | C9200-48T-E | 10.60.50.29 | GigabitEthernet1/0/24 | Spare
Yes | CCH | Customs Campus Area | chattogram Customs Building | Ground Floor | Subteam_14 | Rack-03 | VIVANCO | 15 | VSA.6615.01.10e | JAE264318SD | 4 | CCH_GF_SubTM_14_SW | Switch | CISCO | C9200-48T-E | 10.60.50.29 | GigabitEthernet1/0/25 | Subteam 16_ARO
Yes | CCH | Customs Campus Area | chattogram Customs Building | Ground Floor | Subteam_14 | Rack-03 | VIVANCO | 15 | VSA.6615.01.10e | JAE264318SD | 4 | CCH_GF_SubTM_14_SW | Switch | CISCO | C9200-48T-E | 10.60.50.29 | GigabitEthernet1/0/26 | Spare
Yes | CCH | Customs Campus Area | chattogram Customs Building | Ground Floor | Subteam_14 | Rack-03 | VIVANCO | 15 | VSA.6615.01.10e | JAE264318SD | 4 | CCH_GF_SubTM_14_SW | Switch | CISCO | C9200-48T-E | 10.60.50.29 | GigabitEthernet1/0/27 | Spare
Yes | CCH | Customs Campus Area | chattogram Customs Building | Ground Floor | Subteam_14 | Rack-03 | VIVANCO | 15 | VSA.6615.01.10e | JAE264318SD | 4 | CCH_GF_SubTM_14_SW | Switch | CISCO | C9200-48T-E | 10.60.50.29 | GigabitEthernet1/0/28 | Subteam 15_RO
Yes | CCH | Customs Campus Area | chattogram Customs Building | Ground Floor | Subteam_14 | Rack-03 | VIVANCO | 15 | VSA.6615.01.10e | JAE264318SD | 4 | CCH_GF_SubTM_14_SW | Switch | CISCO | C9200-48T-E | 10.60.50.29 | GigabitEthernet1/0/29 | Subteam 13_O.S
Yes | CCH | Customs Campus Area | chattogram Customs Building | Ground Floor | Subteam_14 | Rack-03 | VIVANCO | 15 | VSA.6615.01.10e | JAE264318SD | 4 | CCH_GF_SubTM_14_SW | Switch | CISCO | C9200-48T-E | 10.60.50.29 | GigabitEthernet1/0/30 | Section-12-RO
Yes | CCH | Customs Campus Area | chattogram Customs Building | Ground Floor | Subteam_14 | Rack-03 | VIVANCO | 15 | VSA.6615.01.10e | JAE264318SD | 4 | CCH_GF_SubTM_14_SW | Switch | CISCO | C9200-48T-E | 10.60.50.29 | GigabitEthernet1/0/31 | Spare
Yes | CCH | Customs Campus Area | chattogram Customs Building | Ground Floor | Subteam_14 | Rack-03 | VIVANCO | 15 | VSA.6615.01.10e | JAE264318SD | 4 | CCH_GF_SubTM_14_SW | Switch | CISCO | C9200-48T-E | 10.60.50.29 | GigabitEthernet1/0/32 | Spare
Yes | CCH | Customs Campus Area | chattogram Customs Building | Ground Floor | Subteam_14 | Rack-03 | VIVANCO | 15 | VSA.6615.01.10e | JAE264318SD | 4 | CCH_GF_SubTM_14_SW | Switch | CISCO | C9200-48T-E | 10.60.50.29 | GigabitEthernet1/0/33 | Spare
Yes | CCH | Customs Campus Area | chattogram Customs Building | Ground Floor | Subteam_14 | Rack-03 | VIVANCO | 15 | VSA.6615.01.10e | JAE264318SD | 4 | CCH_GF_SubTM_14_SW | Switch | CISCO | C9200-48T-E | 10.60.50.29 | GigabitEthernet1/0/34 | Spare
Yes | CCH | Customs Campus Area | chattogram Customs Building | Ground Floor | Subteam_14 | Rack-03 | VIVANCO | 15 | VSA.6615.01.10e | JAE264318SD | 4 | CCH_GF_SubTM_14_SW | Switch | CISCO | C9200-48T-E | 10.60.50.29 | GigabitEthernet1/0/35 | Subteam 14+15-ARO
Yes | CCH | Customs Campus Area | chattogram Customs Building | Ground Floor | Subteam_14 | Rack-03 | VIVANCO | 15 | VSA.6615.01.10e | JAE264318SD | 4 | CCH_GF_SubTM_14_SW | Switch | CISCO | C9200-48T-E | 10.60.50.29 | GigabitEthernet1/0/36 | Spare
Yes | CCH | Customs Campus Area | chattogram Customs Building | Ground Floor | Subteam_14 | Rack-03 | VIVANCO | 15 | VSA.6615.01.10e | JAE264318SD | 4 | CCH_GF_SubTM_14_SW | Switch | CISCO | C9200-48T-E | 10.60.50.29 | GigabitEthernet1/0/37 | Spare
Yes | CCH | Customs Campus Area | chattogram Customs Building | Ground Floor | Subteam_14 | Rack-03 | VIVANCO | 15 | VSA.6615.01.10e | JAE264318SD | 4 | CCH_GF_SubTM_14_SW | Switch | CISCO | C9200-48T-E | 10.60.50.29 | GigabitEthernet1/0/38 | Spare
Yes | CCH | Customs Campus Area | chattogram Customs Building | Ground Floor | Subteam_14 | Rack-03 | VIVANCO | 15 | VSA.6615.01.10e | JAE264318SD | 4 | CCH_GF_SubTM_14_SW | Switch | CISCO | C9200-48T-E | 10.60.50.29 | GigabitEthernet1/0/39 | Spare
Yes | CCH | Customs Campus Area | chattogram Customs Building | Ground Floor | Subteam_14 | Rack-03 | VIVANCO | 15 | VSA.6615.01.10e | JAE264318SD | 4 | CCH_GF_SubTM_14_SW | Switch | CISCO | C9200-48T-E | 10.60.50.29 | GigabitEthernet1/0/40 | Spare
Yes | CCH | Customs Campus Area | chattogram Customs Building | Ground Floor | Subteam_14 | Rack-03 | VIVANCO | 15 | VSA.6615.01.10e | JAE264318SD | 4 | CCH_GF_SubTM_14_SW | Switch | CISCO | C9200-48T-E | 10.60.50.29 | GigabitEthernet1/0/41 | Spare
Yes | CCH | Customs Campus Area | chattogram Customs Building | Ground Floor | Subteam_14 | Rack-03 | VIVANCO | 15 | VSA.6615.01.10e | JAE264318SD | 4 | CCH_GF_SubTM_14_SW | Switch | CISCO | C9200-48T-E | 10.60.50.29 | GigabitEthernet1/0/42 | Spare
Yes | CCH | Customs Campus Area | chattogram Customs Building | Ground Floor | Subteam_14 | Rack-03 | VIVANCO | 15 | VSA.6615.01.10e | JAE264318SD | 4 | CCH_GF_SubTM_14_SW | Switch | CISCO | C9200-48T-E | 10.60.50.29 | GigabitEthernet1/0/43 | Spare
Yes | CCH | Customs Campus Area | chattogram Customs Building | Ground Floor | Subteam_14 | Rack-03 | VIVANCO | 15 | VSA.6615.01.10e | JAE264318SD | 4 | CCH_GF_SubTM_14_SW | Switch | CISCO | C9200-48T-E | 10.60.50.29 | GigabitEthernet1/0/44 | Spare
Yes | CCH | Customs Campus Area | chattogram Customs Building | Ground Floor | Subteam_14 | Rack-03 | VIVANCO | 15 | VSA.6615.01.10e | JAE264318SD | 4 | CCH_GF_SubTM_14_SW | Switch | CISCO | C9200-48T-E | 10.60.50.29 | GigabitEthernet1/0/45 | Subteam 13_ARO
Yes | CCH | Customs Campus Area | chattogram Customs Building | Ground Floor | Subteam_14 | Rack-03 | VIVANCO | 15 | VSA.6615.01.10e | JAE264318SD | 4 | CCH_GF_SubTM_14_SW | Switch | CISCO | C9200-48T-E | 10.60.50.29 | GigabitEthernet1/0/46 | Subteam 13_RO
Yes | CCH | Customs Campus Area | chattogram Customs Building | Ground Floor | Subteam_14 | Rack-03 | VIVANCO | 15 | VSA.6615.01.10e | JAE264318SD | 4 | CCH_GF_SubTM_14_SW | Switch | CISCO | C9200-48T-E | 10.60.50.29 | GigabitEthernet1/0/47 | Subteam 13_ARO
Yes | CCH | Customs Campus Area | chattogram Customs Building | Ground Floor | Subteam_14 | Rack-03 | VIVANCO | 15 | VSA.6615.01.10e | JAE264318SD | 4 | CCH_GF_SubTM_14_SW | Switch | CISCO | C9200-48T-E | 10.60.50.29 | GigabitEthernet1/0/48 | Spare
Yes | CCH | Customs Campus Area | chattogram Customs Building | Ground Floor | Subteam_14 | Rack-03 | VIVANCO | 15 | VSA.6615.01.10e | JAE264318SD | 4 | CCH_GF_SubTM_14_SW | Switch | CISCO | C9200-48T-E | 10.60.50.29 | Te1/1/1 | C9500-40X Ten 1/0/15
Yes | CCH | Customs Campus Area | chattogram Customs Building | Ground Floor | Subteam_14 | Rack-03 | VIVANCO | 15 | VSA.6615.01.10e | JAE264318SD | 4 | CCH_GF_SubTM_14_SW | Switch | CISCO | C9200-48T-E | 10.60.50.29 | Te1/1/2 | C9500-40X Ten 2/0/15
Yes | CCH | Customs Campus Area | chattogram Customs Building | Ground Floor | Subteam_14 | Rack-03 | VIVANCO | 15 | VSA.6615.01.10e | JAE264318SD | 4 | CCH_GF_SubTM_14_SW | Switch | CISCO | C9200-48T-E | 10.60.50.29 | Te1/1/3
Yes | CCH | Customs Campus Area | chattogram Customs Building | Ground Floor | Subteam_14 | Rack-03 | VIVANCO | 15 | VSA.6615.01.10e | JAE264318SD | 4 | CCH_GF_SubTM_14_SW | Switch | CISCO | C9200-48T-E | 10.60.50.29 | Te1/1/4
Yes | CCH | Customs Campus Area | Officer's Quarter Building - 01 | 1st Floor | Corridor | Rack-12 | VIVANCO | 15 | VSA.6615.01.10e | JAE26292P6E | 5 | Officers_Quarter_SW_1 | Switch | CISCO | C9200-24T-E | 10.60.50.39 | GigabitEthernet1/0/1 | Spare
Yes | CCH | Customs Campus Area | Officer's Quarter Building - 01 | 1st Floor | Corridor | Rack-12 | VIVANCO | 15 | VSA.6615.01.10e | JAE26292P6E | 5 | Officers_Quarter_SW_1 | Switch | CISCO | C9200-24T-E | 10.60.50.39 | GigabitEthernet1/0/2 | Spare
Yes | CCH | Customs Campus Area | Officer's Quarter Building - 01 | 1st Floor | Corridor | Rack-12 | VIVANCO | 15 | VSA.6615.01.10e | JAE26292P6E | 5 | Officers_Quarter_SW_1 | Switch | CISCO | C9200-24T-E | 10.60.50.39 | GigabitEthernet1/0/3 | DC Masud Rana-WIFI
Yes | CCH | Customs Campus Area | Officer's Quarter Building - 01 | 1st Floor | Corridor | Rack-12 | VIVANCO | 15 | VSA.6615.01.10e | JAE26292P6E | 5 | Officers_Quarter_SW_1 | Switch | CISCO | C9200-24T-E | 10.60.50.39 | GigabitEthernet1/0/4 | Spare
Yes | CCH | Customs Campus Area | Officer's Quarter Building - 01 | 1st Floor | Corridor | Rack-12 | VIVANCO | 15 | VSA.6615.01.10e | JAE26292P6E | 5 | Officers_Quarter_SW_1 | Switch | CISCO | C9200-24T-E | 10.60.50.39 | GigabitEthernet1/0/5 | Spare
Yes | CCH | Customs Campus Area | Officer's Quarter Building - 01 | 1st Floor | Corridor | Rack-12 | VIVANCO | 15 | VSA.6615.01.10e | JAE26292P6E | 5 | Officers_Quarter_SW_1 | Switch | CISCO | C9200-24T-E | 10.60.50.39 | GigabitEthernet1/0/6 | Spare
Yes | CCH | Customs Campus Area | Officer's Quarter Building - 01 | 1st Floor | Corridor | Rack-12 | VIVANCO | 15 | VSA.6615.01.10e | JAE26292P6E | 5 | Officers_Quarter_SW_1 | Switch | CISCO | C9200-24T-E | 10.60.50.39 | GigabitEthernet1/0/7 | Spare
Yes | CCH | Customs Campus Area | Officer's Quarter Building - 01 | 1st Floor | Corridor | Rack-12 | VIVANCO | 15 | VSA.6615.01.10e | JAE26292P6E | 5 | Officers_Quarter_SW_1 | Switch | CISCO | C9200-24T-E | 10.60.50.39 | GigabitEthernet1/0/8 | Spare
Yes | CCH | Customs Campus Area | Officer's Quarter Building - 01 | 1st Floor | Corridor | Rack-12 | VIVANCO | 15 | VSA.6615.01.10e | JAE26292P6E | 5 | Officers_Quarter_SW_1 | Switch | CISCO | C9200-24T-E | 10.60.50.39 | GigabitEthernet1/0/9 | Spare
Yes | CCH | Customs Campus Area | Officer's Quarter Building - 01 | 1st Floor | Corridor | Rack-12 | VIVANCO | 15 | VSA.6615.01.10e | JAE26292P6E | 5 | Officers_Quarter_SW_1 | Switch | CISCO | C9200-24T-E | 10.60.50.39 | GigabitEthernet1/0/10 | Spare
Yes | CCH | Customs Campus Area | Officer's Quarter Building - 01 | 1st Floor | Corridor | Rack-12 | VIVANCO | 15 | VSA.6615.01.10e | JAE26292P6E | 5 | Officers_Quarter_SW_1 | Switch | CISCO | C9200-24T-E | 10.60.50.39 | GigabitEthernet1/0/11 | Spare
Yes | CCH | Customs Campus Area | Officer's Quarter Building - 01 | 1st Floor | Corridor | Rack-12 | VIVANCO | 15 | VSA.6615.01.10e | JAE26292P6E | 5 | Officers_Quarter_SW_1 | Switch | CISCO | C9200-24T-E | 10.60.50.39 | GigabitEthernet1/0/12 | Spare
Yes | CCH | Customs Campus Area | Officer's Quarter Building - 01 | 1st Floor | Corridor | Rack-12 | VIVANCO | 15 | VSA.6615.01.10e | JAE26292P6E | 5 | Officers_Quarter_SW_1 | Switch | CISCO | C9200-24T-E | 10.60.50.39 | GigabitEthernet1/0/13 | DC MAhin Uddin-WIFI
Yes | CCH | Customs Campus Area | Officer's Quarter Building - 01 | 1st Floor | Corridor | Rack-12 | VIVANCO | 15 | VSA.6615.01.10e | JAE26292P6E | 5 | Officers_Quarter_SW_1 | Switch | CISCO | C9200-24T-E | 10.60.50.39 | GigabitEthernet1/0/14 | Spare
Yes | CCH | Customs Campus Area | Officer's Quarter Building - 01 | 1st Floor | Corridor | Rack-12 | VIVANCO | 15 | VSA.6615.01.10e | JAE26292P6E | 5 | Officers_Quarter_SW_1 | Switch | CISCO | C9200-24T-E | 10.60.50.39 | GigabitEthernet1/0/15 | Spare
Yes | CCH | Customs Campus Area | Officer's Quarter Building - 01 | 1st Floor | Corridor | Rack-12 | VIVANCO | 15 | VSA.6615.01.10e | JAE26292P6E | 5 | Officers_Quarter_SW_1 | Switch | CISCO | C9200-24T-E | 10.60.50.39 | GigabitEthernet1/0/16 | Spare
Yes | CCH | Customs Campus Area | Officer's Quarter Building - 01 | 1st Floor | Corridor | Rack-12 | VIVANCO | 15 | VSA.6615.01.10e | JAE26292P6E | 5 | Officers_Quarter_SW_1 | Switch | CISCO | C9200-24T-E | 10.60.50.39 | GigabitEthernet1/0/17 | Spare
Yes | CCH | Customs Campus Area | Officer's Quarter Building - 01 | 1st Floor | Corridor | Rack-12 | VIVANCO | 15 | VSA.6615.01.10e | JAE26292P6E | 5 | Officers_Quarter_SW_1 | Switch | CISCO | C9200-24T-E | 10.60.50.39 | GigabitEthernet1/0/18 | Spare
Yes | CCH | Customs Campus Area | Officer's Quarter Building - 01 | 1st Floor | Corridor | Rack-12 | VIVANCO | 15 | VSA.6615.01.10e | JAE26292P6E | 5 | Officers_Quarter_SW_1 | Switch | CISCO | C9200-24T-E | 10.60.50.39 | GigabitEthernet1/0/19 | Spare
Yes | CCH | Customs Campus Area | Officer's Quarter Building - 01 | 1st Floor | Corridor | Rack-12 | VIVANCO | 15 | VSA.6615.01.10e | JAE26292P6E | 5 | Officers_Quarter_SW_1 | Switch | CISCO | C9200-24T-E | 10.60.50.39 | GigabitEthernet1/0/20 | Spare
Yes | CCH | Customs Campus Area | Officer's Quarter Building - 01 | 1st Floor | Corridor | Rack-12 | VIVANCO | 15 | VSA.6615.01.10e | JAE26292P6E | 5 | Officers_Quarter_SW_1 | Switch | CISCO | C9200-24T-E | 10.60.50.39 | GigabitEthernet1/0/21 | Spare
Yes | CCH | Customs Campus Area | Officer's Quarter Building - 01 | 1st Floor | Corridor | Rack-12 | VIVANCO | 15 | VSA.6615.01.10e | JAE26292P6E | 5 | Officers_Quarter_SW_1 | Switch | CISCO | C9200-24T-E | 10.60.50.39 | GigabitEthernet1/0/22 | Spare
Yes | CCH | Customs Campus Area | Officer's Quarter Building - 01 | 1st Floor | Corridor | Rack-12 | VIVANCO | 15 | VSA.6615.01.10e | JAE26292P6E | 5 | Officers_Quarter_SW_1 | Switch | CISCO | C9200-24T-E | 10.60.50.39 | GigabitEthernet1/0/23 | Spare
Yes | CCH | Customs Campus Area | Officer's Quarter Building - 01 | 1st Floor | Corridor | Rack-12 | VIVANCO | 15 | VSA.6615.01.10e | JAE26292P6E | 5 | Officers_Quarter_SW_1 | Switch | CISCO | C9200-24T-E | 10.60.50.39 | GigabitEthernet1/0/24 | Spare
Yes | CCH | Customs Campus Area | Officer's Quarter Building - 01 | 1st Floor | Corridor | Rack-12 | VIVANCO | 15 | VSA.6615.01.10e | JAE26292P6E | 5 | Officers_Quarter_SW_1 | Switch | CISCO | C9200-24T-E | 10.60.50.39 | Te1/1/1 | C9500-40X Ten 1/0/7
Yes | CCH | Customs Campus Area | Officer's Quarter Building - 01 | 1st Floor | Corridor | Rack-12 | VIVANCO | 15 | VSA.6615.01.10e | JAE26292P6E | 5 | Officers_Quarter_SW_1 | Switch | CISCO | C9200-24T-E | 10.60.50.39 | Te1/1/2
Yes | CCH | Customs Campus Area | Officer's Quarter Building - 01 | 1st Floor | Corridor | Rack-12 | VIVANCO | 15 | VSA.6615.01.10e | JAE26292P6E | 5 | Officers_Quarter_SW_1 | Switch | CISCO | C9200-24T-E | 10.60.50.39 | Te1/1/3
Yes | CCH | Customs Campus Area | Officer's Quarter Building - 01 | 1st Floor | Corridor | Rack-12 | VIVANCO | 15 | VSA.6615.01.10e | JAE26292P6E | 5 | Officers_Quarter_SW_1 | Switch | CISCO | C9200-24T-E | 10.60.50.39 | Te1/1/4
Yes | CCH | Customs Campus Area | Officer's Quarter Building - 02 | 1st Floor | Corridor | Rack-13 | VIVANCO | 15 | VSA.6615.01.10e | JAE26292P6E | 4 | Officers_Quarter_SW_2 | Switch | CISCO | C9200-24T-E | 10.60.50.40 | GigabitEthernet1/0/1 | DC Roksana_WIFI
Yes | CCH | Customs Campus Area | Officer's Quarter Building - 02 | 1st Floor | Corridor | Rack-13 | VIVANCO | 15 | VSA.6615.01.10e | JAE26292P6E | 4 | Officers_Quarter_SW_2 | Switch | CISCO | C9200-24T-E | 10.60.50.40 | GigabitEthernet1/0/2 | Spare
Yes | CCH | Customs Campus Area | Officer's Quarter Building - 02 | 1st Floor | Corridor | Rack-13 | VIVANCO | 15 | VSA.6615.01.10e | JAE26292P6E | 4 | Officers_Quarter_SW_2 | Switch | CISCO | C9200-24T-E | 10.60.50.40 | GigabitEthernet1/0/3 | Spare
Yes | CCH | Customs Campus Area | Officer's Quarter Building - 02 | 1st Floor | Corridor | Rack-13 | VIVANCO | 15 | VSA.6615.01.10e | JAE26292P6E | 4 | Officers_Quarter_SW_2 | Switch | CISCO | C9200-24T-E | 10.60.50.40 | GigabitEthernet1/0/4 | Spare
Yes | CCH | Customs Campus Area | Officer's Quarter Building - 02 | 1st Floor | Corridor | Rack-13 | VIVANCO | 15 | VSA.6615.01.10e | JAE26292P6E | 4 | Officers_Quarter_SW_2 | Switch | CISCO | C9200-24T-E | 10.60.50.40 | GigabitEthernet1/0/5 | Spare
Yes | CCH | Customs Campus Area | Officer's Quarter Building - 02 | 1st Floor | Corridor | Rack-13 | VIVANCO | 15 | VSA.6615.01.10e | JAE26292P6E | 4 | Officers_Quarter_SW_2 | Switch | CISCO | C9200-24T-E | 10.60.50.40 | GigabitEthernet1/0/6 | Spare
Yes | CCH | Customs Campus Area | Officer's Quarter Building - 02 | 1st Floor | Corridor | Rack-13 | VIVANCO | 15 | VSA.6615.01.10e | JAE26292P6E | 4 | Officers_Quarter_SW_2 | Switch | CISCO | C9200-24T-E | 10.60.50.40 | GigabitEthernet1/0/7 | Spare
Yes | CCH | Customs Campus Area | Officer's Quarter Building - 02 | 1st Floor | Corridor | Rack-13 | VIVANCO | 15 | VSA.6615.01.10e | JAE26292P6E | 4 | Officers_Quarter_SW_2 | Switch | CISCO | C9200-24T-E | 10.60.50.40 | GigabitEthernet1/0/8 | Spare
Yes | CCH | Customs Campus Area | Officer's Quarter Building - 02 | 1st Floor | Corridor | Rack-13 | VIVANCO | 15 | VSA.6615.01.10e | JAE26292P6E | 4 | Officers_Quarter_SW_2 | Switch | CISCO | C9200-24T-E | 10.60.50.40 | GigabitEthernet1/0/9 | Spare
Yes | CCH | Customs Campus Area | Officer's Quarter Building - 02 | 1st Floor | Corridor | Rack-13 | VIVANCO | 15 | VSA.6615.01.10e | JAE26292P6E | 4 | Officers_Quarter_SW_2 | Switch | CISCO | C9200-24T-E | 10.60.50.40 | GigabitEthernet1/0/10 | Spare
Yes | CCH | Customs Campus Area | Officer's Quarter Building - 02 | 1st Floor | Corridor | Rack-13 | VIVANCO | 15 | VSA.6615.01.10e | JAE26292P6E | 4 | Officers_Quarter_SW_2 | Switch | CISCO | C9200-24T-E | 10.60.50.40 | GigabitEthernet1/0/11 | Spare
Yes | CCH | Customs Campus Area | Officer's Quarter Building - 02 | 1st Floor | Corridor | Rack-13 | VIVANCO | 15 | VSA.6615.01.10e | JAE26292P6E | 4 | Officers_Quarter_SW_2 | Switch | CISCO | C9200-24T-E | 10.60.50.40 | GigabitEthernet1/0/12 | Spare
Yes | CCH | Customs Campus Area | Officer's Quarter Building - 02 | 1st Floor | Corridor | Rack-13 | VIVANCO | 15 | VSA.6615.01.10e | JAE26292P6E | 4 | Officers_Quarter_SW_2 | Switch | CISCO | C9200-24T-E | 10.60.50.40 | GigabitEthernet1/0/13 | Spare
Yes | CCH | Customs Campus Area | Officer's Quarter Building - 02 | 1st Floor | Corridor | Rack-13 | VIVANCO | 15 | VSA.6615.01.10e | JAE26292P6E | 4 | Officers_Quarter_SW_2 | Switch | CISCO | C9200-24T-E | 10.60.50.40 | GigabitEthernet1/0/14 | Spare
Yes | CCH | Customs Campus Area | Officer's Quarter Building - 02 | 1st Floor | Corridor | Rack-13 | VIVANCO | 15 | VSA.6615.01.10e | JAE26292P6E | 4 | Officers_Quarter_SW_2 | Switch | CISCO | C9200-24T-E | 10.60.50.40 | GigabitEthernet1/0/15 | Spare
Yes | CCH | Customs Campus Area | Officer's Quarter Building - 02 | 1st Floor | Corridor | Rack-13 | VIVANCO | 15 | VSA.6615.01.10e | JAE26292P6E | 4 | Officers_Quarter_SW_2 | Switch | CISCO | C9200-24T-E | 10.60.50.40 | GigabitEthernet1/0/16 | Spare
Yes | CCH | Customs Campus Area | Officer's Quarter Building - 02 | 1st Floor | Corridor | Rack-13 | VIVANCO | 15 | VSA.6615.01.10e | JAE26292P6E | 4 | Officers_Quarter_SW_2 | Switch | CISCO | C9200-24T-E | 10.60.50.40 | GigabitEthernet1/0/17 | Spare
Yes | CCH | Customs Campus Area | Officer's Quarter Building - 02 | 1st Floor | Corridor | Rack-13 | VIVANCO | 15 | VSA.6615.01.10e | JAE26292P6E | 4 | Officers_Quarter_SW_2 | Switch | CISCO | C9200-24T-E | 10.60.50.40 | GigabitEthernet1/0/18 | Spare
Yes | CCH | Customs Campus Area | Officer's Quarter Building - 02 | 1st Floor | Corridor | Rack-13 | VIVANCO | 15 | VSA.6615.01.10e | JAE26292P6E | 4 | Officers_Quarter_SW_2 | Switch | CISCO | C9200-24T-E | 10.60.50.40 | GigabitEthernet1/0/19 | Spare
Yes | CCH | Customs Campus Area | Officer's Quarter Building - 02 | 1st Floor | Corridor | Rack-13 | VIVANCO | 15 | VSA.6615.01.10e | JAE26292P6E | 4 | Officers_Quarter_SW_2 | Switch | CISCO | C9200-24T-E | 10.60.50.40 | GigabitEthernet1/0/20 | Spare
Yes | CCH | Customs Campus Area | Officer's Quarter Building - 02 | 1st Floor | Corridor | Rack-13 | VIVANCO | 15 | VSA.6615.01.10e | JAE26292P6E | 4 | Officers_Quarter_SW_2 | Switch | CISCO | C9200-24T-E | 10.60.50.40 | GigabitEthernet1/0/21 | Spare
Yes | CCH | Customs Campus Area | Officer's Quarter Building - 02 | 1st Floor | Corridor | Rack-13 | VIVANCO | 15 | VSA.6615.01.10e | JAE26292P6E | 4 | Officers_Quarter_SW_2 | Switch | CISCO | C9200-24T-E | 10.60.50.40 | GigabitEthernet1/0/22 | Spare
Yes | CCH | Customs Campus Area | Officer's Quarter Building - 02 | 1st Floor | Corridor | Rack-13 | VIVANCO | 15 | VSA.6615.01.10e | JAE26292P6E | 4 | Officers_Quarter_SW_2 | Switch | CISCO | C9200-24T-E | 10.60.50.40 | GigabitEthernet1/0/23 | Spare
Yes | CCH | Customs Campus Area | Officer's Quarter Building - 02 | 1st Floor | Corridor | Rack-13 | VIVANCO | 15 | VSA.6615.01.10e | JAE26292P6E | 4 | Officers_Quarter_SW_2 | Switch | CISCO | C9200-24T-E | 10.60.50.40 | GigabitEthernet1/0/24 | Spare
Yes | CCH | Customs Campus Area | Officer's Quarter Building - 02 | 1st Floor | Corridor | Rack-13 | VIVANCO | 15 | VSA.6615.01.10e | JAE26292P6E | 4 | Officers_Quarter_SW_2 | Switch | CISCO | C9200-24T-E | 10.60.50.40 | Te1/1/1 | C9500-40X Ten 1/0/8
Yes | CCH | Customs Campus Area | Officer's Quarter Building - 02 | 1st Floor | Corridor | Rack-13 | VIVANCO | 15 | VSA.6615.01.10e | JAE26292P6E | 4 | Officers_Quarter_SW_2 | Switch | CISCO | C9200-24T-E | 10.60.50.40 | Te1/1/2 | C9500-40X Ten 2/0/8
Yes | CCH | Customs Campus Area | Officer's Quarter Building - 02 | 1st Floor | Corridor | Rack-13 | VIVANCO | 15 | VSA.6615.01.10e | JAE26292P6E | 4 | Officers_Quarter_SW_2 | Switch | CISCO | C9200-24T-E | 10.60.50.40 | Te1/1/3
Yes | CCH | Customs Campus Area | Officer's Quarter Building - 02 | 1st Floor | Corridor | Rack-13 | VIVANCO | 15 | VSA.6615.01.10e | JAE26292P6E | 4 | Officers_Quarter_SW_2 | Switch | CISCO | C9200-24T-E | 10.60.50.40 | Te1/1/4
Yes | CCH | Customs Campus Area | Officer's Quarter Building - 03 | 1st Floor | Corridor | Rack-14 | VIVANCO | 15 | VSA.6615.01.10e | JAE26240E3S | 4 | Officers_Quarter_SW_3 | Switch | CISCO | C9200-24T-E | 10.60.50.41 | GigabitEthernet1/0/1 | Spare
Yes | CCH | Customs Campus Area | Officer's Quarter Building - 03 | 1st Floor | Corridor | Rack-14 | VIVANCO | 15 | VSA.6615.01.10e | JAE26240E3S | 4 | Officers_Quarter_SW_3 | Switch | CISCO | C9200-24T-E | 10.60.50.41 | GigabitEthernet1/0/2 | Spare
Yes | CCH | Customs Campus Area | Officer's Quarter Building - 03 | 1st Floor | Corridor | Rack-14 | VIVANCO | 15 | VSA.6615.01.10e | JAE26240E3S | 4 | Officers_Quarter_SW_3 | Switch | CISCO | C9200-24T-E | 10.60.50.41 | GigabitEthernet1/0/3 | Spare
Yes | CCH | Customs Campus Area | Officer's Quarter Building - 03 | 1st Floor | Corridor | Rack-14 | VIVANCO | 15 | VSA.6615.01.10e | JAE26240E3S | 4 | Officers_Quarter_SW_3 | Switch | CISCO | C9200-24T-E | 10.60.50.41 | GigabitEthernet1/0/4 | Spare
Yes | CCH | Customs Campus Area | Officer's Quarter Building - 03 | 1st Floor | Corridor | Rack-14 | VIVANCO | 15 | VSA.6615.01.10e | JAE26240E3S | 4 | Officers_Quarter_SW_3 | Switch | CISCO | C9200-24T-E | 10.60.50.41 | GigabitEthernet1/0/5 | Spare
Yes | CCH | Customs Campus Area | Officer's Quarter Building - 03 | 1st Floor | Corridor | Rack-14 | VIVANCO | 15 | VSA.6615.01.10e | JAE26240E3S | 4 | Officers_Quarter_SW_3 | Switch | CISCO | C9200-24T-E | 10.60.50.41 | GigabitEthernet1/0/6 | Spare
Yes | CCH | Customs Campus Area | Officer's Quarter Building - 03 | 1st Floor | Corridor | Rack-14 | VIVANCO | 15 | VSA.6615.01.10e | JAE26240E3S | 4 | Officers_Quarter_SW_3 | Switch | CISCO | C9200-24T-E | 10.60.50.41 | GigabitEthernet1/0/7 | Spare
Yes | CCH | Customs Campus Area | Officer's Quarter Building - 03 | 1st Floor | Corridor | Rack-14 | VIVANCO | 15 | VSA.6615.01.10e | JAE26240E3S | 4 | Officers_Quarter_SW_3 | Switch | CISCO | C9200-24T-E | 10.60.50.41 | GigabitEthernet1/0/8 | Spare
Yes | CCH | Customs Campus Area | Officer's Quarter Building - 03 | 1st Floor | Corridor | Rack-14 | VIVANCO | 15 | VSA.6615.01.10e | JAE26240E3S | 4 | Officers_Quarter_SW_3 | Switch | CISCO | C9200-24T-E | 10.60.50.41 | GigabitEthernet1/0/9 | Spare
Yes | CCH | Customs Campus Area | Officer's Quarter Building - 03 | 1st Floor | Corridor | Rack-14 | VIVANCO | 15 | VSA.6615.01.10e | JAE26240E3S | 4 | Officers_Quarter_SW_3 | Switch | CISCO | C9200-24T-E | 10.60.50.41 | GigabitEthernet1/0/10 | Spare
Yes | CCH | Customs Campus Area | Officer's Quarter Building - 03 | 1st Floor | Corridor | Rack-14 | VIVANCO | 15 | VSA.6615.01.10e | JAE26240E3S | 4 | Officers_Quarter_SW_3 | Switch | CISCO | C9200-24T-E | 10.60.50.41 | GigabitEthernet1/0/11 | Spare
Yes | CCH | Customs Campus Area | Officer's Quarter Building - 03 | 1st Floor | Corridor | Rack-14 | VIVANCO | 15 | VSA.6615.01.10e | JAE26240E3S | 4 | Officers_Quarter_SW_3 | Switch | CISCO | C9200-24T-E | 10.60.50.41 | GigabitEthernet1/0/12 | Spare
Yes | CCH | Customs Campus Area | Officer's Quarter Building - 03 | 1st Floor | Corridor | Rack-14 | VIVANCO | 15 | VSA.6615.01.10e | JAE26240E3S | 4 | Officers_Quarter_SW_3 | Switch | CISCO | C9200-24T-E | 10.60.50.41 | GigabitEthernet1/0/13 | Spare
Yes | CCH | Customs Campus Area | Officer's Quarter Building - 03 | 1st Floor | Corridor | Rack-14 | VIVANCO | 15 | VSA.6615.01.10e | JAE26240E3S | 4 | Officers_Quarter_SW_3 | Switch | CISCO | C9200-24T-E | 10.60.50.41 | GigabitEthernet1/0/14 | Spare
Yes | CCH | Customs Campus Area | Officer's Quarter Building - 03 | 1st Floor | Corridor | Rack-14 | VIVANCO | 15 | VSA.6615.01.10e | JAE26240E3S | 4 | Officers_Quarter_SW_3 | Switch | CISCO | C9200-24T-E | 10.60.50.41 | GigabitEthernet1/0/15 | DC_WIFI
Yes | CCH | Customs Campus Area | Officer's Quarter Building - 03 | 1st Floor | Corridor | Rack-14 | VIVANCO | 15 | VSA.6615.01.10e | JAE26240E3S | 4 | Officers_Quarter_SW_3 | Switch | CISCO | C9200-24T-E | 10.60.50.41 | GigabitEthernet1/0/16 | Spare
Yes | CCH | Customs Campus Area | Officer's Quarter Building - 03 | 1st Floor | Corridor | Rack-14 | VIVANCO | 15 | VSA.6615.01.10e | JAE26240E3S | 4 | Officers_Quarter_SW_3 | Switch | CISCO | C9200-24T-E | 10.60.50.41 | GigabitEthernet1/0/17 | Spare
Yes | CCH | Customs Campus Area | Officer's Quarter Building - 03 | 1st Floor | Corridor | Rack-14 | VIVANCO | 15 | VSA.6615.01.10e | JAE26240E3S | 4 | Officers_Quarter_SW_3 | Switch | CISCO | C9200-24T-E | 10.60.50.41 | GigabitEthernet1/0/18 | Spare
Yes | CCH | Customs Campus Area | Officer's Quarter Building - 03 | 1st Floor | Corridor | Rack-14 | VIVANCO | 15 | VSA.6615.01.10e | JAE26240E3S | 4 | Officers_Quarter_SW_3 | Switch | CISCO | C9200-24T-E | 10.60.50.41 | GigabitEthernet1/0/19 | Spare
Yes | CCH | Customs Campus Area | Officer's Quarter Building - 03 | 1st Floor | Corridor | Rack-14 | VIVANCO | 15 | VSA.6615.01.10e | JAE26240E3S | 4 | Officers_Quarter_SW_3 | Switch | CISCO | C9200-24T-E | 10.60.50.41 | GigabitEthernet1/0/20 | Spare
Yes | CCH | Customs Campus Area | Officer's Quarter Building - 03 | 1st Floor | Corridor | Rack-14 | VIVANCO | 15 | VSA.6615.01.10e | JAE26240E3S | 4 | Officers_Quarter_SW_3 | Switch | CISCO | C9200-24T-E | 10.60.50.41 | GigabitEthernet1/0/21 | Spare
Yes | CCH | Customs Campus Area | Officer's Quarter Building - 03 | 1st Floor | Corridor | Rack-14 | VIVANCO | 15 | VSA.6615.01.10e | JAE26240E3S | 4 | Officers_Quarter_SW_3 | Switch | CISCO | C9200-24T-E | 10.60.50.41 | GigabitEthernet1/0/22 | Spare
Yes | CCH | Customs Campus Area | Officer's Quarter Building - 03 | 1st Floor | Corridor | Rack-14 | VIVANCO | 15 | VSA.6615.01.10e | JAE26240E3S | 4 | Officers_Quarter_SW_3 | Switch | CISCO | C9200-24T-E | 10.60.50.41 | GigabitEthernet1/0/23 | Spare
Yes | CCH | Customs Campus Area | Officer's Quarter Building - 03 | 1st Floor | Corridor | Rack-14 | VIVANCO | 15 | VSA.6615.01.10e | JAE26240E3S | 4 | Officers_Quarter_SW_3 | Switch | CISCO | C9200-24T-E | 10.60.50.41 | GigabitEthernet1/0/24 | Spare
Yes | CCH | Customs Campus Area | Officer's Quarter Building - 03 | 1st Floor | Corridor | Rack-14 | VIVANCO | 15 | VSA.6615.01.10e | JAE26240E3S | 4 | Officers_Quarter_SW_3 | Switch | CISCO | C9200-24T-E | 10.60.50.41 | Te1/1/1 | C9500-40X Ten 2/0/9
Yes | CCH | Customs Campus Area | Officer's Quarter Building - 03 | 1st Floor | Corridor | Rack-14 | VIVANCO | 15 | VSA.6615.01.10e | JAE26240E3S | 4 | Officers_Quarter_SW_3 | Switch | CISCO | C9200-24T-E | 10.60.50.41 | Te1/1/2 | C9500-40X Ten 1/0/9
Yes | CCH | Customs Campus Area | Officer's Quarter Building - 03 | 1st Floor | Corridor | Rack-14 | VIVANCO | 15 | VSA.6615.01.10e | JAE26240E3S | 4 | Officers_Quarter_SW_3 | Switch | CISCO | C9200-24T-E | 10.60.50.41 | Te1/1/3
Yes | CCH | Customs Campus Area | Officer's Quarter Building - 03 | 1st Floor | Corridor | Rack-14 | VIVANCO | 15 | VSA.6615.01.10e | JAE26240E3S | 4 | Officers_Quarter_SW_3 | Switch | CISCO | C9200-24T-E | 10.60.50.41 | Te1/1/4
Yes | CCH | Customs Campus Area | chattogram Customs Building | Ground Floor | Room-106 | Rack-1 | VIVANCO | 15 | VSA.6615.01.10e | JAE264315E6 | 4 | CCH_Ground_F_SW-01 | Switch | CISCO | C9200-48T-E | 10.60.50.27 | GigabitEthernet1/0/1 | DC Alok Kumar Hazra
Yes | CCH | Customs Campus Area | chattogram Customs Building | Ground Floor | Room-106 | Rack-1 | VIVANCO | 15 | VSA.6615.01.10e | JAE264315E6 | 4 | CCH_Ground_F_SW-01 | Switch | CISCO | C9200-48T-E | 10.60.50.27 | GigabitEthernet1/0/2 | DC Tanzila Yasmin
Yes | CCH | Customs Campus Area | chattogram Customs Building | Ground Floor | Room-106 | Rack-1 | VIVANCO | 15 | VSA.6615.01.10e | JAE264315E6 | 4 | CCH_Ground_F_SW-01 | Switch | CISCO | C9200-48T-E | 10.60.50.27 | GigabitEthernet1/0/3 | Spare
Yes | CCH | Customs Campus Area | chattogram Customs Building | Ground Floor | Room-106 | Rack-1 | VIVANCO | 15 | VSA.6615.01.10e | JAE264315E6 | 4 | CCH_Ground_F_SW-01 | Switch | CISCO | C9200-48T-E | 10.60.50.27 | GigabitEthernet1/0/4 | Spare
Yes | CCH | Customs Campus Area | chattogram Customs Building | Ground Floor | Room-106 | Rack-1 | VIVANCO | 15 | VSA.6615.01.10e | JAE264315E6 | 4 | CCH_Ground_F_SW-01 | Switch | CISCO | C9200-48T-E | 10.60.50.27 | GigabitEthernet1/0/5 | DC Aysha Siddiqua
Yes | CCH | Customs Campus Area | chattogram Customs Building | Ground Floor | Room-106 | Rack-1 | VIVANCO | 15 | VSA.6615.01.10e | JAE264315E6 | 4 | CCH_Ground_F_SW-01 | Switch | CISCO | C9200-48T-E | 10.60.50.27 | GigabitEthernet1/0/6 | Spare
Yes | CCH | Customs Campus Area | chattogram Customs Building | Ground Floor | Room-106 | Rack-1 | VIVANCO | 15 | VSA.6615.01.10e | JAE264315E6 | 4 | CCH_Ground_F_SW-01 | Switch | CISCO | C9200-48T-E | 10.60.50.27 | GigabitEthernet1/0/7 | DC Nahidul Nobi
Yes | CCH | Customs Campus Area | chattogram Customs Building | Ground Floor | Room-106 | Rack-1 | VIVANCO | 15 | VSA.6615.01.10e | JAE264315E6 | 4 | CCH_Ground_F_SW-01 | Switch | CISCO | C9200-48T-E | 10.60.50.27 | GigabitEthernet1/0/8 | Spare
Yes | CCH | Customs Campus Area | chattogram Customs Building | Ground Floor | Room-106 | Rack-1 | VIVANCO | 15 | VSA.6615.01.10e | JAE264315E6 | 4 | CCH_Ground_F_SW-01 | Switch | CISCO | C9200-48T-E | 10.60.50.27 | GigabitEthernet1/0/9 | DC Md.Ahasan Ullah
Yes | CCH | Customs Campus Area | chattogram Customs Building | Ground Floor | Room-106 | Rack-1 | VIVANCO | 15 | VSA.6615.01.10e | JAE264315E6 | 4 | CCH_Ground_F_SW-01 | Switch | CISCO | C9200-48T-E | 10.60.50.27 | GigabitEthernet1/0/10 | Spare
Yes | CCH | Customs Campus Area | chattogram Customs Building | Ground Floor | Room-106 | Rack-1 | VIVANCO | 15 | VSA.6615.01.10e | JAE264315E6 | 4 | CCH_Ground_F_SW-01 | Switch | CISCO | C9200-48T-E | 10.60.50.27 | GigabitEthernet1/0/11 | Spare
Yes | CCH | Customs Campus Area | chattogram Customs Building | Ground Floor | Room-106 | Rack-1 | VIVANCO | 15 | VSA.6615.01.10e | JAE264315E6 | 4 | CCH_Ground_F_SW-01 | Switch | CISCO | C9200-48T-E | 10.60.50.27 | GigabitEthernet1/0/12 | Spare
Yes | CCH | Customs Campus Area | chattogram Customs Building | Ground Floor | Room-106 | Rack-1 | VIVANCO | 15 | VSA.6615.01.10e | JAE264315E6 | 4 | CCH_Ground_F_SW-01 | Switch | CISCO | C9200-48T-E | 10.60.50.27 | GigabitEthernet1/0/13 | Spare
Yes | CCH | Customs Campus Area | chattogram Customs Building | Ground Floor | Room-106 | Rack-1 | VIVANCO | 15 | VSA.6615.01.10e | JAE264315E6 | 4 | CCH_Ground_F_SW-01 | Switch | CISCO | C9200-48T-E | 10.60.50.27 | GigabitEthernet1/0/14 | Spare
Yes | CCH | Customs Campus Area | chattogram Customs Building | Ground Floor | Room-106 | Rack-1 | VIVANCO | 15 | VSA.6615.01.10e | JAE264315E6 | 4 | CCH_Ground_F_SW-01 | Switch | CISCO | C9200-48T-E | 10.60.50.27 | GigabitEthernet1/0/15 | Spare
Yes | CCH | Customs Campus Area | chattogram Customs Building | Ground Floor | Room-106 | Rack-1 | VIVANCO | 15 | VSA.6615.01.10e | JAE264315E6 | 4 | CCH_Ground_F_SW-01 | Switch | CISCO | C9200-48T-E | 10.60.50.27 | GigabitEthernet1/0/16 | Spare
Yes | CCH | Customs Campus Area | chattogram Customs Building | Ground Floor | Room-106 | Rack-1 | VIVANCO | 15 | VSA.6615.01.10e | JAE264315E6 | 4 | CCH_Ground_F_SW-01 | Switch | CISCO | C9200-48T-E | 10.60.50.27 | GigabitEthernet1/0/17 | DC AIR Md.Shaiful Hoque
Yes | CCH | Customs Campus Area | chattogram Customs Building | Ground Floor | Room-106 | Rack-1 | VIVANCO | 15 | VSA.6615.01.10e | JAE264315E6 | 4 | CCH_Ground_F_SW-01 | Switch | CISCO | C9200-48T-E | 10.60.50.27 | GigabitEthernet1/0/18 | Spare
Yes | CCH | Customs Campus Area | chattogram Customs Building | Ground Floor | Room-106 | Rack-1 | VIVANCO | 15 | VSA.6615.01.10e | JAE264315E6 | 4 | CCH_Ground_F_SW-01 | Switch | CISCO | C9200-48T-E | 10.60.50.27 | GigabitEthernet1/0/19 | Spare
Yes | CCH | Customs Campus Area | chattogram Customs Building | Ground Floor | Room-106 | Rack-1 | VIVANCO | 15 | VSA.6615.01.10e | JAE264315E6 | 4 | CCH_Ground_F_SW-01 | Switch | CISCO | C9200-48T-E | 10.60.50.27 | GigabitEthernet1/0/20 | Spare
Yes | CCH | Customs Campus Area | chattogram Customs Building | Ground Floor | Room-106 | Rack-1 | VIVANCO | 15 | VSA.6615.01.10e | JAE264315E6 | 4 | CCH_Ground_F_SW-01 | Switch | CISCO | C9200-48T-E | 10.60.50.27 | GigabitEthernet1/0/21 | Spare
Yes | CCH | Customs Campus Area | chattogram Customs Building | Ground Floor | Room-106 | Rack-1 | VIVANCO | 15 | VSA.6615.01.10e | JAE264315E6 | 4 | CCH_Ground_F_SW-01 | Switch | CISCO | C9200-48T-E | 10.60.50.27 | GigabitEthernet1/0/22 | Spare
Yes | CCH | Customs Campus Area | chattogram Customs Building | Ground Floor | Room-106 | Rack-1 | VIVANCO | 15 | VSA.6615.01.10e | JAE264315E6 | 4 | CCH_Ground_F_SW-01 | Switch | CISCO | C9200-48T-E | 10.60.50.27 | GigabitEthernet1/0/23 | Spare
Yes | CCH | Customs Campus Area | chattogram Customs Building | Ground Floor | Room-106 | Rack-1 | VIVANCO | 15 | VSA.6615.01.10e | JAE264315E6 | 4 | CCH_Ground_F_SW-01 | Switch | CISCO | C9200-48T-E | 10.60.50.27 | GigabitEthernet1/0/24 | Spare
Yes | CCH | Customs Campus Area | chattogram Customs Building | Ground Floor | Room-106 | Rack-1 | VIVANCO | 15 | VSA.6615.01.10e | JAE264315E6 | 4 | CCH_Ground_F_SW-01 | Switch | CISCO | C9200-48T-E | 10.60.50.27 | GigabitEthernet1/0/25 | Spare
Yes | CCH | Customs Campus Area | chattogram Customs Building | Ground Floor | Room-106 | Rack-1 | VIVANCO | 15 | VSA.6615.01.10e | JAE264315E6 | 4 | CCH_Ground_F_SW-01 | Switch | CISCO | C9200-48T-E | 10.60.50.27 | GigabitEthernet1/0/26 | Spare
Yes | CCH | Customs Campus Area | chattogram Customs Building | Ground Floor | Room-106 | Rack-1 | VIVANCO | 15 | VSA.6615.01.10e | JAE264315E6 | 4 | CCH_Ground_F_SW-01 | Switch | CISCO | C9200-48T-E | 10.60.50.27 | GigabitEthernet1/0/27 | DC Arjina Khatun
Yes | CCH | Customs Campus Area | chattogram Customs Building | Ground Floor | Room-106 | Rack-1 | VIVANCO | 15 | VSA.6615.01.10e | JAE264315E6 | 4 | CCH_Ground_F_SW-01 | Switch | CISCO | C9200-48T-E | 10.60.50.27 | GigabitEthernet1/0/28 | Spare
Yes | CCH | Customs Campus Area | chattogram Customs Building | Ground Floor | Room-106 | Rack-1 | VIVANCO | 15 | VSA.6615.01.10e | JAE264315E6 | 4 | CCH_Ground_F_SW-01 | Switch | CISCO | C9200-48T-E | 10.60.50.27 | GigabitEthernet1/0/29 | Spare
Yes | CCH | Customs Campus Area | chattogram Customs Building | Ground Floor | Room-106 | Rack-1 | VIVANCO | 15 | VSA.6615.01.10e | JAE264315E6 | 4 | CCH_Ground_F_SW-01 | Switch | CISCO | C9200-48T-E | 10.60.50.27 | GigabitEthernet1/0/30 | Spare
Yes | CCH | Customs Campus Area | chattogram Customs Building | Ground Floor | Room-106 | Rack-1 | VIVANCO | 15 | VSA.6615.01.10e | JAE264315E6 | 4 | CCH_Ground_F_SW-01 | Switch | CISCO | C9200-48T-E | 10.60.50.27 | GigabitEthernet1/0/31 | Spare
Yes | CCH | Customs Campus Area | chattogram Customs Building | Ground Floor | Room-106 | Rack-1 | VIVANCO | 15 | VSA.6615.01.10e | JAE264315E6 | 4 | CCH_Ground_F_SW-01 | Switch | CISCO | C9200-48T-E | 10.60.50.27 | GigabitEthernet1/0/32 | Spare
Yes | CCH | Customs Campus Area | chattogram Customs Building | Ground Floor | Room-106 | Rack-1 | VIVANCO | 15 | VSA.6615.01.10e | JAE264315E6 | 4 | CCH_Ground_F_SW-01 | Switch | CISCO | C9200-48T-E | 10.60.50.27 | GigabitEthernet1/0/33 | Spare
Yes | CCH | Customs Campus Area | chattogram Customs Building | Ground Floor | Room-106 | Rack-1 | VIVANCO | 15 | VSA.6615.01.10e | JAE264315E6 | 4 | CCH_Ground_F_SW-01 | Switch | CISCO | C9200-48T-E | 10.60.50.27 | GigabitEthernet1/0/34 | Spare
Yes | CCH | Customs Campus Area | chattogram Customs Building | Ground Floor | Room-106 | Rack-1 | VIVANCO | 15 | VSA.6615.01.10e | JAE264315E6 | 4 | CCH_Ground_F_SW-01 | Switch | CISCO | C9200-48T-E | 10.60.50.27 | GigabitEthernet1/0/35 | Spare
Yes | CCH | Customs Campus Area | chattogram Customs Building | Ground Floor | Room-106 | Rack-1 | VIVANCO | 15 | VSA.6615.01.10e | JAE264315E6 | 4 | CCH_Ground_F_SW-01 | Switch | CISCO | C9200-48T-E | 10.60.50.27 | GigabitEthernet1/0/36 | Spare
Yes | CCH | Customs Campus Area | chattogram Customs Building | Ground Floor | Room-106 | Rack-1 | VIVANCO | 15 | VSA.6615.01.10e | JAE264315E6 | 4 | CCH_Ground_F_SW-01 | Switch | CISCO | C9200-48T-E | 10.60.50.27 | GigabitEthernet1/0/37 | Spare
Yes | CCH | Customs Campus Area | chattogram Customs Building | Ground Floor | Room-106 | Rack-1 | VIVANCO | 15 | VSA.6615.01.10e | JAE264315E6 | 4 | CCH_Ground_F_SW-01 | Switch | CISCO | C9200-48T-E | 10.60.50.27 | GigabitEthernet1/0/38 | Spare
Yes | CCH | Customs Campus Area | chattogram Customs Building | Ground Floor | Room-106 | Rack-1 | VIVANCO | 15 | VSA.6615.01.10e | JAE264315E6 | 4 | CCH_Ground_F_SW-01 | Switch | CISCO | C9200-48T-E | 10.60.50.27 | GigabitEthernet1/0/39 | Spare
Yes | CCH | Customs Campus Area | chattogram Customs Building | Ground Floor | Room-106 | Rack-1 | VIVANCO | 15 | VSA.6615.01.10e | JAE264315E6 | 4 | CCH_Ground_F_SW-01 | Switch | CISCO | C9200-48T-E | 10.60.50.27 | GigabitEthernet1/0/40 | Spare
Yes | CCH | Customs Campus Area | chattogram Customs Building | Ground Floor | Room-106 | Rack-1 | VIVANCO | 15 | VSA.6615.01.10e | JAE264315E6 | 4 | CCH_Ground_F_SW-01 | Switch | CISCO | C9200-48T-E | 10.60.50.27 | GigabitEthernet1/0/41 | Spare
Yes | CCH | Customs Campus Area | chattogram Customs Building | Ground Floor | Room-106 | Rack-1 | VIVANCO | 15 | VSA.6615.01.10e | JAE264315E6 | 4 | CCH_Ground_F_SW-01 | Switch | CISCO | C9200-48T-E | 10.60.50.27 | GigabitEthernet1/0/42 | Spare
Yes | CCH | Customs Campus Area | chattogram Customs Building | Ground Floor | Room-106 | Rack-1 | VIVANCO | 15 | VSA.6615.01.10e | JAE264315E6 | 4 | CCH_Ground_F_SW-01 | Switch | CISCO | C9200-48T-E | 10.60.50.27 | GigabitEthernet1/0/43 | Spare
Yes | CCH | Customs Campus Area | chattogram Customs Building | Ground Floor | Room-106 | Rack-1 | VIVANCO | 15 | VSA.6615.01.10e | JAE264315E6 | 4 | CCH_Ground_F_SW-01 | Switch | CISCO | C9200-48T-E | 10.60.50.27 | GigabitEthernet1/0/44 | Spare
Yes | CCH | Customs Campus Area | chattogram Customs Building | Ground Floor | Room-106 | Rack-1 | VIVANCO | 15 | VSA.6615.01.10e | JAE264315E6 | 4 | CCH_Ground_F_SW-01 | Switch | CISCO | C9200-48T-E | 10.60.50.27 | GigabitEthernet1/0/45 | Spare
Yes | CCH | Customs Campus Area | chattogram Customs Building | Ground Floor | Room-106 | Rack-1 | VIVANCO | 15 | VSA.6615.01.10e | JAE264315E6 | 4 | CCH_Ground_F_SW-01 | Switch | CISCO | C9200-48T-E | 10.60.50.27 | GigabitEthernet1/0/46 | Spare
Yes | CCH | Customs Campus Area | chattogram Customs Building | Ground Floor | Room-106 | Rack-1 | VIVANCO | 15 | VSA.6615.01.10e | JAE264315E6 | 4 | CCH_Ground_F_SW-01 | Switch | CISCO | C9200-48T-E | 10.60.50.27 | GigabitEthernet1/0/47 | Spare
Yes | CCH | Customs Campus Area | chattogram Customs Building | Ground Floor | Room-106 | Rack-1 | VIVANCO | 15 | VSA.6615.01.10e | JAE264315E6 | 4 | CCH_Ground_F_SW-01 | Switch | CISCO | C9200-48T-E | 10.60.50.27 | GigabitEthernet1/0/48 | Spare
Yes | CCH | Customs Campus Area | chattogram Customs Building | Ground Floor | Room-106 | Rack-1 | VIVANCO | 15 | VSA.6615.01.10e | JAE264315E6 | 4 | CCH_Ground_F_SW-01 | Switch | CISCO | C9200-48T-E | 10.60.50.27 | Te1/1/1
Yes | CCH | Customs Campus Area | chattogram Customs Building | Ground Floor | Room-106 | Rack-1 | VIVANCO | 15 | VSA.6615.01.10e | JAE264315E6 | 4 | CCH_Ground_F_SW-01 | Switch | CISCO | C9200-48T-E | 10.60.50.27 | Te1/1/2
Yes | CCH | Customs Campus Area | chattogram Customs Building | Ground Floor | Room-106 | Rack-1 | VIVANCO | 15 | VSA.6615.01.10e | JAE264315E6 | 4 | CCH_Ground_F_SW-01 | Switch | CISCO | C9200-48T-E | 10.60.50.27 | Te1/1/3
Yes | CCH | Customs Campus Area | chattogram Customs Building | Ground Floor | Room-106 | Rack-1 | VIVANCO | 15 | VSA.6615.01.10e | JAE264315E6 | 4 | CCH_Ground_F_SW-01 | Switch | CISCO | C9200-48T-E | 10.60.50.27 | Te1/1/4
Yes | CCH | Outside Campus Area | Chittagong Airfrieght Building | 1st Fllor | Room-206 | Rack-15 | VIVANCO | 15 | VSA.6615.01.10e | JAE262409EP | 13 | AIRFREIGHT_SWITCH | Switch | CISCO | C9200-24T-E | 10.60.50.42 | GigabitEthernet1/0/1 | RO
Yes | CCH | Outside Campus Area | Chittagong Airfrieght Building | 1st Fllor | Room-206 | Rack-15 | VIVANCO | 15 | VSA.6615.01.10e | JAE262409EP | 13 | AIRFREIGHT_SWITCH | Switch | CISCO | C9200-24T-E | 10.60.50.42 | GigabitEthernet1/0/2
Yes | CCH | Outside Campus Area | Chittagong Airfrieght Building | 1st Fllor | Room-206 | Rack-15 | VIVANCO | 15 | VSA.6615.01.10e | JAE262409EP | 13 | AIRFREIGHT_SWITCH | Switch | CISCO | C9200-24T-E | 10.60.50.42 | GigabitEthernet1/0/3
Yes | CCH | Outside Campus Area | Chittagong Airfrieght Building | 1st Fllor | Room-206 | Rack-15 | VIVANCO | 15 | VSA.6615.01.10e | JAE262409EP | 13 | AIRFREIGHT_SWITCH | Switch | CISCO | C9200-24T-E | 10.60.50.42 | GigabitEthernet1/0/4 | RO
Yes | CCH | Outside Campus Area | Chittagong Airfrieght Building | 1st Fllor | Room-206 | Rack-15 | VIVANCO | 15 | VSA.6615.01.10e | JAE262409EP | 13 | AIRFREIGHT_SWITCH | Switch | CISCO | C9200-24T-E | 10.60.50.42 | GigabitEthernet1/0/5
Yes | CCH | Outside Campus Area | Chittagong Airfrieght Building | 1st Fllor | Room-206 | Rack-15 | VIVANCO | 15 | VSA.6615.01.10e | JAE262409EP | 13 | AIRFREIGHT_SWITCH | Switch | CISCO | C9200-24T-E | 10.60.50.42 | GigabitEthernet1/0/6 | ARO
Yes | CCH | Outside Campus Area | Chittagong Airfrieght Building | 1st Fllor | Room-206 | Rack-15 | VIVANCO | 15 | VSA.6615.01.10e | JAE262409EP | 13 | AIRFREIGHT_SWITCH | Switch | CISCO | C9200-24T-E | 10.60.50.42 | GigabitEthernet1/0/7
Yes | CCH | Outside Campus Area | Chittagong Airfrieght Building | 1st Fllor | Room-206 | Rack-15 | VIVANCO | 15 | VSA.6615.01.10e | JAE262409EP | 13 | AIRFREIGHT_SWITCH | Switch | CISCO | C9200-24T-E | 10.60.50.42 | GigabitEthernet1/0/8 | Sonali Bank
Yes | CCH | Outside Campus Area | Chittagong Airfrieght Building | 1st Fllor | Room-206 | Rack-15 | VIVANCO | 15 | VSA.6615.01.10e | JAE262409EP | 13 | AIRFREIGHT_SWITCH | Switch | CISCO | C9200-24T-E | 10.60.50.42 | GigabitEthernet1/0/9
Yes | CCH | Outside Campus Area | Chittagong Airfrieght Building | 1st Fllor | Room-206 | Rack-15 | VIVANCO | 15 | VSA.6615.01.10e | JAE262409EP | 13 | AIRFREIGHT_SWITCH | Switch | CISCO | C9200-24T-E | 10.60.50.42 | GigabitEthernet1/0/10 | DC
Yes | CCH | Outside Campus Area | Chittagong Airfrieght Building | 1st Fllor | Room-206 | Rack-15 | VIVANCO | 15 | VSA.6615.01.10e | JAE262409EP | 13 | AIRFREIGHT_SWITCH | Switch | CISCO | C9200-24T-E | 10.60.50.42 | GigabitEthernet1/0/11
Yes | CCH | Outside Campus Area | Chittagong Airfrieght Building | 1st Fllor | Room-206 | Rack-15 | VIVANCO | 15 | VSA.6615.01.10e | JAE262409EP | 13 | AIRFREIGHT_SWITCH | Switch | CISCO | C9200-24T-E | 10.60.50.42 | GigabitEthernet1/0/12
Yes | CCH | Outside Campus Area | Chittagong Airfrieght Building | 1st Fllor | Room-206 | Rack-15 | VIVANCO | 15 | VSA.6615.01.10e | JAE262409EP | 13 | AIRFREIGHT_SWITCH | Switch | CISCO | C9200-24T-E | 10.60.50.42 | GigabitEthernet1/0/13
Yes | CCH | Outside Campus Area | Chittagong Airfrieght Building | 1st Fllor | Room-206 | Rack-15 | VIVANCO | 15 | VSA.6615.01.10e | JAE262409EP | 13 | AIRFREIGHT_SWITCH | Switch | CISCO | C9200-24T-E | 10.60.50.42 | GigabitEthernet1/0/14
Yes | CCH | Outside Campus Area | Chittagong Airfrieght Building | 1st Fllor | Room-206 | Rack-15 | VIVANCO | 15 | VSA.6615.01.10e | JAE262409EP | 13 | AIRFREIGHT_SWITCH | Switch | CISCO | C9200-24T-E | 10.60.50.42 | GigabitEthernet1/0/15
Yes | CCH | Outside Campus Area | Chittagong Airfrieght Building | 1st Fllor | Room-206 | Rack-15 | VIVANCO | 15 | VSA.6615.01.10e | JAE262409EP | 13 | AIRFREIGHT_SWITCH | Switch | CISCO | C9200-24T-E | 10.60.50.42 | GigabitEthernet1/0/16
Yes | CCH | Outside Campus Area | Chittagong Airfrieght Building | 1st Fllor | Room-206 | Rack-15 | VIVANCO | 15 | VSA.6615.01.10e | JAE262409EP | 13 | AIRFREIGHT_SWITCH | Switch | CISCO | C9200-24T-E | 10.60.50.42 | GigabitEthernet1/0/17
Yes | CCH | Outside Campus Area | Chittagong Airfrieght Building | 1st Fllor | Room-206 | Rack-15 | VIVANCO | 15 | VSA.6615.01.10e | JAE262409EP | 13 | AIRFREIGHT_SWITCH | Switch | CISCO | C9200-24T-E | 10.60.50.42 | GigabitEthernet1/0/18
Yes | CCH | Outside Campus Area | Chittagong Airfrieght Building | 1st Fllor | Room-206 | Rack-15 | VIVANCO | 15 | VSA.6615.01.10e | JAE262409EP | 13 | AIRFREIGHT_SWITCH | Switch | CISCO | C9200-24T-E | 10.60.50.42 | GigabitEthernet1/0/19
Yes | CCH | Outside Campus Area | Chittagong Airfrieght Building | 1st Fllor | Room-206 | Rack-15 | VIVANCO | 15 | VSA.6615.01.10e | JAE262409EP | 13 | AIRFREIGHT_SWITCH | Switch | CISCO | C9200-24T-E | 10.60.50.42 | GigabitEthernet1/0/20
Yes | CCH | Outside Campus Area | Chittagong Airfrieght Building | 1st Fllor | Room-206 | Rack-15 | VIVANCO | 15 | VSA.6615.01.10e | JAE262409EP | 13 | AIRFREIGHT_SWITCH | Switch | CISCO | C9200-24T-E | 10.60.50.42 | GigabitEthernet1/0/21
Yes | CCH | Outside Campus Area | Chittagong Airfrieght Building | 1st Fllor | Room-206 | Rack-15 | VIVANCO | 15 | VSA.6615.01.10e | JAE262409EP | 13 | AIRFREIGHT_SWITCH | Switch | CISCO | C9200-24T-E | 10.60.50.42 | GigabitEthernet1/0/22
Yes | CCH | Outside Campus Area | Chittagong Airfrieght Building | 1st Fllor | Room-206 | Rack-15 | VIVANCO | 15 | VSA.6615.01.10e | JAE262409EP | 13 | AIRFREIGHT_SWITCH | Switch | CISCO | C9200-24T-E | 10.60.50.42 | GigabitEthernet1/0/23
Yes | CCH | Outside Campus Area | Chittagong Airfrieght Building | 1st Fllor | Room-206 | Rack-15 | VIVANCO | 15 | VSA.6615.01.10e | JAE262409EP | 13 | AIRFREIGHT_SWITCH | Switch | CISCO | C9200-24T-E | 10.60.50.42 | GigabitEthernet1/0/24 | Connected to C9500-40X Ten 1/0/28
Yes | CCH | Outside Campus Area | Chittagong Airfrieght Building | 1st Fllor | Room-206 | Rack-15 | VIVANCO | 15 | VSA.6615.01.10e | JAE262409EP | 13 | AIRFREIGHT_SWITCH | Switch | CISCO | C9200-24T-E | 10.60.50.42 | Te1/1/1
Yes | CCH | Outside Campus Area | Chittagong Airfrieght Building | 1st Fllor | Room-206 | Rack-15 | VIVANCO | 15 | VSA.6615.01.10e | JAE262409EP | 13 | AIRFREIGHT_SWITCH | Switch | CISCO | C9200-24T-E | 10.60.50.42 | Te1/1/2
Yes | CCH | Outside Campus Area | Chittagong Airfrieght Building | 1st Fllor | Room-206 | Rack-15 | VIVANCO | 15 | VSA.6615.01.10e | JAE262409EP | 13 | AIRFREIGHT_SWITCH | Switch | CISCO | C9200-24T-E | 10.60.50.42 | Te1/1/3
Yes | CCH | Outside Campus Area | Chittagong Airfrieght Building | 1st Fllor | Room-206 | Rack-15 | VIVANCO | 15 | VSA.6615.01.10e | JAE262409EP | 13 | AIRFREIGHT_SWITCH | Switch | CISCO | C9200-24T-E | 10.60.50.42 | Te1/1/4

## structure-icd
UCS C240 M5SX | house | area | building | floor | room | rack | rack-make | rack-u-count | rack-model | tag | rack-position | name | type | make | model | Mgmt IP | port | link
Yes | ICD | Modular Data Center | Main Building | 1st Floor | ICD MDC | Left3 | VARICOM | 42 | X7S-6242-RGB-B | FGL2444LHDR | 26 | ICD-WAN-RTR-01 | Router | CISCO | ISR4431-DNA
Yes | ICD | Modular Data Center | Main Building | 1st Floor | ICD MDC | Left3 | VARICOM | 42 | X7S-6242-RGB-B | FGL2617L4BG | 24 | ICD-WAN-RTR-02 | Router | CISCO | ISR4431-DNA
Yes | ICD | Modular Data Center | Main Building | 1st Floor | ICD MDC | Left3 | VARICOM | 42 | X7S-6242-RGB-B | JAD244500FZ | 22 | ICD-WAN-FW-01 | Firewall | CISCO | FPR-2120-K9
Yes | ICD | Modular Data Center | Main Building | 1st Floor | ICD MDC | Left3 | VARICOM | 42 | X7S-6242-RGB-B | JAD25430RAT | 20 | ICD-WAN-FW-02 | Firewall | CISCO | FPR-2120-K9
Yes | ICD | Modular Data Center | Main Building | 1st Floor | ICD MDC | Left3 | VARICOM | 42 | X7S-6242-RGB-B | FOC2442LFSQ | 18 | ICD-WAN-CSW-01 | Switch | CISCO | C9300-24T
Yes | ICD | Modular Data Center | Main Building | 1st Floor | ICD MDC | Left3 | VARICOM | 42 | X7S-6242-RGB-B | FOC2618Y0B0 | 16 | ICD-WAN-CSW-02 | Switch | CISCO | C9300-24T
Yes | ICD | Modular Data Center | Main Building | 1st Floor | ICD MDC | Left2 | VARICOM | 42 | X7S-6242-RGB-B | WZP25370ULP | 19-20 | AD Server | Server | CISCO | UCS C240 M5SX
Yes | ICD | Modular Data Center | Main Building | 1st Floor | ICD MDC | Left2 | VARICOM | 42 | X7S-6242-RGB-B | WZP25370ULY | 22-23 | NMS Server | Server | CISCO | UCS C240 M5SX
| ICD | Modular Data Center | Main Building | 1st Floor | ICD MDC | Left2 | VARICOM | 42 | X7S-6242-RGB-B | FGL2630LV9X | 41 | ICD-INT-RTR-01 | Router | CISCO | ISR4431-DNA |  | Gi0/0/0 | Connected to ISP-1
Yes | ICD | Modular Data Center | Main Building | 1st Floor | ICD MDC | Left2 | VARICOM | 42 | X7S-6242-RGB-B | FGL2630LV9X | 41 | ICD-INT-RTR-01 | Router | CISCO | ISR4431-DNA |  | Gi0/0/1 | ICD-INT-RTR-01 Gi0/0/1
Yes | ICD | Modular Data Center | Main Building | 1st Floor | ICD MDC | Left2 | VARICOM | 42 | X7S-6242-RGB-B | FGL2630LV9X | 41 | ICD-INT-RTR-01 | Router | CISCO | ISR4431-DNA |  | Gi0/1/0 | ICD-CORE-SW-01 Te1/0/34
Yes | ICD | Modular Data Center | Main Building | 1st Floor | ICD MDC | Left2 | VARICOM | 42 | X7S-6242-RGB-B | FGL2630LV9X | 41 | ICD-INT-RTR-01 | Router | CISCO | ISR4431-DNA |  | Gi0/1/1 | ICD-CORE-SW-02 Te2/0/34
Yes | ICD | Modular Data Center | Main Building | 1st Floor | ICD MDC | Left2 | VARICOM | 42 | X7S-6242-RGB-B | FGL2630LV9X | 41 | ICD-INT-RTR-01 | Router | CISCO | ISR4431-DNA |  | Port channel1.956 | Connected to ICD Internet Firewall
Yes | ICD | Modular Data Center | Main Building | 1st Floor | ICD MDC | Left2 | VARICOM | 42 | X7S-6242-RGB-B | FGL2630LV9X | 41 | ICD-INT-RTR-01 | Router | CISCO | ISR4431-DNA |  | Gi0 | Management
Yes | ICD | Modular Data Center | Main Building | 1st Floor | ICD MDC | Left2 | VARICOM | 42 | X7S-6242-RGB-B | FGL2630LUG9 | 39 | ICD-INT-RTR-02 | Router | CISCO | ISR4431-DNA |  | Gi0/0/0 | Connected to ISP-2
Yes | ICD | Modular Data Center | Main Building | 1st Floor | ICD MDC | Left2 | VARICOM | 42 | X7S-6242-RGB-B | FGL2630LUG9 | 39 | ICD-INT-RTR-02 | Router | CISCO | ISR4431-DNA |  | Gi0/0/1 | ICD-INT-RTR-02 Gi0/0/1
Yes | ICD | Modular Data Center | Main Building | 1st Floor | ICD MDC | Left2 | VARICOM | 42 | X7S-6242-RGB-B | FGL2630LUG9 | 39 | ICD-INT-RTR-02 | Router | CISCO | ISR4431-DNA |  | Gi0/1/0 | ICD-CORE-SW-01 Te1/0/33
| ICD | Modular Data Center | Main Building | 1st Floor | ICD MDC | Left2 | VARICOM | 42 | X7S-6242-RGB-B | FGL2630LUG9 | 39 | ICD-INT-RTR-02 | Router | CISCO | ISR4431-DNA |  | Gi0/1/1 | ICD-CORE-SW-02 Te2/0/33
Yes | ICD | Modular Data Center | Main Building | 1st Floor | ICD MDC | Left2 | VARICOM | 42 | X7S-6242-RGB-B | FGL2630LUG9 | 39 | ICD-INT-RTR-02 | Router | CISCO | ISR4431-DNA |  | Port channel1.956 | Connected to ICD Internet Firewall
Yes | ICD | Modular Data Center | Main Building | 1st Floor | ICD MDC | Left2 | VARICOM | 42 | X7S-6242-RGB-B | FGL2630LUG9 | 39 | ICD-INT-RTR-02 | Router | CISCO | ISR4431-DNA |  | Gi0 | Management
Yes | ICD | Modular Data Center | Main Building | 1st Floor | ICD MDC | Left2 | VARICOM | 42 | X7S-6242-RGB-B | X45009RQKKQTJ1B | 37 | ICD-INT-FW-01 | Firewall | Sophos | XGS4500 |  | PortF1 | ICD-CORE-SW-01 Te1/0/35
Yes | ICD | Modular Data Center | Main Building | 1st Floor | ICD MDC | Left2 | VARICOM | 42 | X7S-6242-RGB-B | X45009RQKKQTJ1B | 37 | ICD-INT-FW-01 | Firewall | Sophos | XGS4500 |  | PortF2 | ICD-CORE-SW-02 Te2/0/35
Yes | ICD | Modular Data Center | Main Building | 1st Floor | ICD MDC | Left2 | VARICOM | 42 | X7S-6242-RGB-B | X45009RQKKQTJ1B | 37 | ICD-INT-FW-01 | Firewall | Sophos | XGS4500 |  | LAG.943 | N/A
Yes | ICD | Modular Data Center | Main Building | 1st Floor | ICD MDC | Left2 | VARICOM | 42 | X7S-6242-RGB-B | X45009RQKKQTJ1B | 37 | ICD-INT-FW-01 | Firewall | Sophos | XGS4500 |  | LAG.956 | N/A
Yes | ICD | Modular Data Center | Main Building | 1st Floor | ICD MDC | Left2 | VARICOM | 42 | X7S-6242-RGB-B | X45009RQKKQTJ1B | 37 | ICD-INT-FW-01 | Firewall | Sophos | XGS4500 |  | Port 1 | ICD-SERVER-FARM-SW Port-21
Yes | ICD | Modular Data Center | Main Building | 1st Floor | ICD MDC | Left2 | VARICOM | 42 | X7S-6242-RGB-B | X45009RQKKQTJ1B | 37 | ICD-INT-FW-01 | Firewall | Sophos | XGS4500 |  | Port1.584 | N/A
Yes | ICD | Modular Data Center | Main Building | 1st Floor | ICD MDC | Left2 | VARICOM | 42 | X7S-6242-RGB-B | X45009RQKKQTJ1B | 37 | ICD-INT-FW-01 | Firewall | Sophos | XGS4500 |  | Port 2 | ICD-WAN-SW
Yes | ICD | Modular Data Center | Main Building | 1st Floor | ICD MDC | Left2 | VARICOM | 42 | X7S-6242-RGB-B | X45009RQKKQTJ1B | 37 | ICD-INT-FW-01 | Firewall | Sophos | XGS4500 |  | Port 8 | ICD-INT-FW-02
Yes | ICD | Modular Data Center | Main Building | 1st Floor | ICD MDC | Left2 | VARICOM | 42 | X7S-6242-RGB-B | X45009RQKKQTJ1B | 37 | ICD-INT-FW-01 | Firewall | Sophos | XGS4500 |  | MGMT | ICD-CCTV-SW
Yes | ICD | Modular Data Center | Main Building | 1st Floor | ICD MDC | Left2 | VARICOM | 42 | X7S-6242-RGB-B | X45009VQVDYYDAB | 35 | ICD-INT-FW-02 | Firewall | Sophos | XGS4500 |  | PortF1 | ICD-CORE-SW-01 Te1/0/36
Yes | ICD | Modular Data Center | Main Building | 1st Floor | ICD MDC | Left2 | VARICOM | 42 | X7S-6242-RGB-B | X45009VQVDYYDAB | 35 | ICD-INT-FW-02 | Firewall | Sophos | XGS4500 |  | PortF2 | ICD-CORE-SW-02 Te2/0/36
Yes | ICD | Modular Data Center | Main Building | 1st Floor | ICD MDC | Left2 | VARICOM | 42 | X7S-6242-RGB-B | X45009VQVDYYDAB | 35 | ICD-INT-FW-02 | Firewall | Sophos | XGS4500 |  | LAG.943 | N/A
Yes | ICD | Modular Data Center | Main Building | 1st Floor | ICD MDC | Left2 | VARICOM | 42 | X7S-6242-RGB-B | X45009VQVDYYDAB | 35 | ICD-INT-FW-02 | Firewall | Sophos | XGS4500 |  | LAG.956 | N/A
Yes | ICD | Modular Data Center | Main Building | 1st Floor | ICD MDC | Left2 | VARICOM | 42 | X7S-6242-RGB-B | X45009VQVDYYDAB | 35 | ICD-INT-FW-02 | Firewall | Sophos | XGS4500 |  | Port 1 | ICD-SERVER-FARM-SW Port-22
Yes | ICD | Modular Data Center | Main Building | 1st Floor | ICD MDC | Left2 | VARICOM | 42 | X7S-6242-RGB-B | X45009VQVDYYDAB | 35 | ICD-INT-FW-02 | Firewall | Sophos | XGS4500 |  | Port1.584 | N/A
Yes | ICD | Modular Data Center | Main Building | 1st Floor | ICD MDC | Left2 | VARICOM | 42 | X7S-6242-RGB-B | X45009VQVDYYDAB | 35 | ICD-INT-FW-02 | Firewall | Sophos | XGS4500 |  | Port 2 | ICD-WAN-SW
Yes | ICD | Modular Data Center | Main Building | 1st Floor | ICD MDC | Left2 | VARICOM | 42 | X7S-6242-RGB-B | X45009VQVDYYDAB | 35 | ICD-INT-FW-02 | Firewall | Sophos | XGS4500 |  | Port 8 | ICD-INT-FW-02
Yes | ICD | Modular Data Center | Main Building | 1st Floor | ICD MDC | Left2 | VARICOM | 42 | X7S-6242-RGB-B | X45009VQVDYYDAB | 35 | ICD-INT-FW-02 | Firewall | Sophos | XGS4500 |  | MGMT | ICD-CCTV-SW
Yes | ICD | Modular Data Center | Main Building | 1st Floor | ICD MDC | Left2 | VARICOM | 42 | X7S-6242-RGB-B | FOC2551Y08F | 33 | ICD-CORE-SW-01 | Switch | CISCO | C9500-40X-A |  | Te1/0/1 | ICD-RACK-01-SW-01 Interface Te1/0/49
Yes | ICD | Modular Data Center | Main Building | 1st Floor | ICD MDC | Left2 | VARICOM | 42 | X7S-6242-RGB-B | FOC2551Y08F | 33 | ICD-CORE-SW-01 | Switch | CISCO | C9500-40X-A |  | Te1/0/2 | ICD-RACK-02-SW-01 Interface Te1/0/25
| ICD | Modular Data Center | Main Building | 1st Floor | ICD MDC | Left2 | VARICOM | 42 | X7S-6242-RGB-B | FOC2551Y08F | 33 | ICD-CORE-SW-01 | Switch | CISCO | C9500-40X-A |  | Te1/0/3 | ICD-RACK-03-SW-01 Interface Te1/0/25
Yes | ICD | Modular Data Center | Main Building | 1st Floor | ICD MDC | Left2 | VARICOM | 42 | X7S-6242-RGB-B | FOC2551Y08F | 33 | ICD-CORE-SW-01 | Switch | CISCO | C9500-40X-A |  | Te1/0/4 | ICD-RACK-04-SW-01 Interface Te1/0/25
Yes | ICD | Modular Data Center | Main Building | 1st Floor | ICD MDC | Left2 | VARICOM | 42 | X7S-6242-RGB-B | FOC2551Y08F | 33 | ICD-CORE-SW-01 | Switch | CISCO | C9500-40X-A |  | Te1/0/5 | ICD-RACK-05-SW-01 Interface Gi1/0/9
Yes | ICD | Modular Data Center | Main Building | 1st Floor | ICD MDC | Left2 | VARICOM | 42 | X7S-6242-RGB-B | FOC2551Y08F | 33 | ICD-CORE-SW-01 | Switch | CISCO | C9500-40X-A |  | Te1/0/6 | N/A
Yes | ICD | Modular Data Center | Main Building | 1st Floor | ICD MDC | Left2 | VARICOM | 42 | X7S-6242-RGB-B | FOC2551Y08F | 33 | ICD-CORE-SW-01 | Switch | CISCO | C9500-40X-A |  | Te1/0/7 | N/A
Yes | ICD | Modular Data Center | Main Building | 1st Floor | ICD MDC | Left2 | VARICOM | 42 | X7S-6242-RGB-B | FOC2551Y08F | 33 | ICD-CORE-SW-01 | Switch | CISCO | C9500-40X-A |  | Te1/0/8 | N/A
Yes | ICD | Modular Data Center | Main Building | 1st Floor | ICD MDC | Left2 | VARICOM | 42 | X7S-6242-RGB-B | FOC2551Y08F | 33 | ICD-CORE-SW-01 | Switch | CISCO | C9500-40X-A |  | Te1/0/9 | N/A
Yes | ICD | Modular Data Center | Main Building | 1st Floor | ICD MDC | Left2 | VARICOM | 42 | X7S-6242-RGB-B | FOC2551Y08F | 33 | ICD-CORE-SW-01 | Switch | CISCO | C9500-40X-A |  | Te1/0/10 | N/A
Yes | ICD | Modular Data Center | Main Building | 1st Floor | ICD MDC | Left2 | VARICOM | 42 | X7S-6242-RGB-B | FOC2551Y08F | 33 | ICD-CORE-SW-01 | Switch | CISCO | C9500-40X-A |  | Te1/0/11 | N/A
Yes | ICD | Modular Data Center | Main Building | 1st Floor | ICD MDC | Left2 | VARICOM | 42 | X7S-6242-RGB-B | FOC2551Y08F | 33 | ICD-CORE-SW-01 | Switch | CISCO | C9500-40X-A |  | Te1/0/12 | N/A
Yes | ICD | Modular Data Center | Main Building | 1st Floor | ICD MDC | Left2 | VARICOM | 42 | X7S-6242-RGB-B | FOC2551Y08F | 33 | ICD-CORE-SW-01 | Switch | CISCO | C9500-40X-A |  | Te1/0/13 | N/A
Yes | ICD | Modular Data Center | Main Building | 1st Floor | ICD MDC | Left2 | VARICOM | 42 | X7S-6242-RGB-B | FOC2551Y08F | 33 | ICD-CORE-SW-01 | Switch | CISCO | C9500-40X-A |  | Te1/0/14 | N/A
Yes | ICD | Modular Data Center | Main Building | 1st Floor | ICD MDC | Left2 | VARICOM | 42 | X7S-6242-RGB-B | FOC2551Y08F | 33 | ICD-CORE-SW-01 | Switch | CISCO | C9500-40X-A |  | Te1/0/15 | N/A
Yes | ICD | Modular Data Center | Main Building | 1st Floor | ICD MDC | Left2 | VARICOM | 42 | X7S-6242-RGB-B | FOC2551Y08F | 33 | ICD-CORE-SW-01 | Switch | CISCO | C9500-40X-A |  | Te1/0/16 | N/A
Yes | ICD | Modular Data Center | Main Building | 1st Floor | ICD MDC | Left2 | VARICOM | 42 | X7S-6242-RGB-B | FOC2551Y08F | 33 | ICD-CORE-SW-01 | Switch | CISCO | C9500-40X-A |  | Te1/0/17 | N/A
Yes | ICD | Modular Data Center | Main Building | 1st Floor | ICD MDC | Left2 | VARICOM | 42 | X7S-6242-RGB-B | FOC2551Y08F | 33 | ICD-CORE-SW-01 | Switch | CISCO | C9500-40X-A |  | Te1/0/18 | N/A
Yes | ICD | Modular Data Center | Main Building | 1st Floor | ICD MDC | Left2 | VARICOM | 42 | X7S-6242-RGB-B | FOC2551Y08F | 33 | ICD-CORE-SW-01 | Switch | CISCO | C9500-40X-A |  | Te1/0/19 | N/A
Yes | ICD | Modular Data Center | Main Building | 1st Floor | ICD MDC | Left2 | VARICOM | 42 | X7S-6242-RGB-B | FOC2551Y08F | 33 | ICD-CORE-SW-01 | Switch | CISCO | C9500-40X-A |  | Te1/0/20 | N/A
Yes | ICD | Modular Data Center | Main Building | 1st Floor | ICD MDC | Left2 | VARICOM | 42 | X7S-6242-RGB-B | FOC2551Y08F | 33 | ICD-CORE-SW-01 | Switch | CISCO | C9500-40X-A |  | Te1/0/21 | N/A
Yes | ICD | Modular Data Center | Main Building | 1st Floor | ICD MDC | Left2 | VARICOM | 42 | X7S-6242-RGB-B | FOC2551Y08F | 33 | ICD-CORE-SW-01 | Switch | CISCO | C9500-40X-A |  | Te1/0/22 | N/A
Yes | ICD | Modular Data Center | Main Building | 1st Floor | ICD MDC | Left2 | VARICOM | 42 | X7S-6242-RGB-B | FOC2551Y08F | 33 | ICD-CORE-SW-01 | Switch | CISCO | C9500-40X-A |  | Te1/0/23 | N/A
Yes | ICD | Modular Data Center | Main Building | 1st Floor | ICD MDC | Left2 | VARICOM | 42 | X7S-6242-RGB-B | FOC2551Y08F | 33 | ICD-CORE-SW-01 | Switch | CISCO | C9500-40X-A |  | Te1/0/24 | N/A
Yes | ICD | Modular Data Center | Main Building | 1st Floor | ICD MDC | Left2 | VARICOM | 42 | X7S-6242-RGB-B | FOC2551Y08F | 33 | ICD-CORE-SW-01 | Switch | CISCO | C9500-40X-A |  | Te1/0/25 | N/A
Yes | ICD | Modular Data Center | Main Building | 1st Floor | ICD MDC | Left2 | VARICOM | 42 | X7S-6242-RGB-B | FOC2551Y08F | 33 | ICD-CORE-SW-01 | Switch | CISCO | C9500-40X-A |  | Te1/0/26 | N/A
Yes | ICD | Modular Data Center | Main Building | 1st Floor | ICD MDC | Left2 | VARICOM | 42 | X7S-6242-RGB-B | FOC2551Y08F | 33 | ICD-CORE-SW-01 | Switch | CISCO | C9500-40X-A |  | Te1/0/27 | N/A
Yes | ICD | Modular Data Center | Main Building | 1st Floor | ICD MDC | Left2 | VARICOM | 42 | X7S-6242-RGB-B | FOC2551Y08F | 33 | ICD-CORE-SW-01 | Switch | CISCO | C9500-40X-A |  | Te1/0/28 | N/A
Yes | ICD | Modular Data Center | Main Building | 1st Floor | ICD MDC | Left2 | VARICOM | 42 | X7S-6242-RGB-B | FOC2551Y08F | 33 | ICD-CORE-SW-01 | Switch | CISCO | C9500-40X-A |  | Te1/0/29 | N/A
Yes | ICD | Modular Data Center | Main Building | 1st Floor | ICD MDC | Left2 | VARICOM | 42 | X7S-6242-RGB-B | FOC2551Y08F | 33 | ICD-CORE-SW-01 | Switch | CISCO | C9500-40X-A |  | Te1/0/30 | N/A
Yes | ICD | Modular Data Center | Main Building | 1st Floor | ICD MDC | Left2 | VARICOM | 42 | X7S-6242-RGB-B | FOC2551Y08F | 33 | ICD-CORE-SW-01 | Switch | CISCO | C9500-40X-A |  | Te1/0/31 | ICD-SERVER-SW
Yes | ICD | Modular Data Center | Main Building | 1st Floor | ICD MDC | Left2 | VARICOM | 42 | X7S-6242-RGB-B | FOC2551Y08F | 33 | ICD-CORE-SW-01 | Switch | CISCO | C9500-40X-A |  | Te1/0/32 | ICD-CCTV-SW
Yes | ICD | Modular Data Center | Main Building | 1st Floor | ICD MDC | Left2 | VARICOM | 42 | X7S-6242-RGB-B | FOC2551Y08F | 33 | ICD-CORE-SW-01 | Switch | CISCO | C9500-40X-A |  | Te1/0/33 | ICD-INT-RTR-01
Yes | ICD | Modular Data Center | Main Building | 1st Floor | ICD MDC | Left2 | VARICOM | 42 | X7S-6242-RGB-B | FOC2551Y08F | 33 | ICD-CORE-SW-01 | Switch | CISCO | C9500-40X-A |  | Te1/0/34 | ICD-INT-RTR-02
Yes | ICD | Modular Data Center | Main Building | 1st Floor | ICD MDC | Left2 | VARICOM | 42 | X7S-6242-RGB-B | FOC2551Y08F | 33 | ICD-CORE-SW-01 | Switch | CISCO | C9500-40X-A |  | Te1/0/35 | ICD-INT-FW-01
Yes | ICD | Modular Data Center | Main Building | 1st Floor | ICD MDC | Left2 | VARICOM | 42 | X7S-6242-RGB-B | FOC2551Y08F | 33 | ICD-CORE-SW-01 | Switch | CISCO | C9500-40X-A |  | Te1/0/36 | ICD-INT-FW-02
Yes | ICD | Modular Data Center | Main Building | 1st Floor | ICD MDC | Left2 | VARICOM | 42 | X7S-6242-RGB-B | FOC2551Y08F | 33 | ICD-CORE-SW-01 | Switch | CISCO | C9500-40X-A |  | Te1/0/37 | N/A
Yes | ICD | Modular Data Center | Main Building | 1st Floor | ICD MDC | Left2 | VARICOM | 42 | X7S-6242-RGB-B | FOC2551Y08F | 33 | ICD-CORE-SW-01 | Switch | CISCO | C9500-40X-A |  | Te1/0/38 | ICD-CORE-SW-02 Interface Te0/38
Yes | ICD | Modular Data Center | Main Building | 1st Floor | ICD MDC | Left2 | VARICOM | 42 | X7S-6242-RGB-B | FOC2551Y08F | 33 | ICD-CORE-SW-01 | Switch | CISCO | C9500-40X-A |  | Te1/0/39 | ICD-CORE-SW-02 Interface Te0/39
Yes | ICD | Modular Data Center | Main Building | 1st Floor | ICD MDC | Left2 | VARICOM | 42 | X7S-6242-RGB-B | FOC2551Y08F | 33 | ICD-CORE-SW-01 | Switch | CISCO | C9500-40X-A |  | Te1/0/40 | ICD-CORE-SW-02 Interface Te0/40
Yes | ICD | Modular Data Center | Main Building | 1st Floor | ICD MDC | Left2 | VARICOM | 42 | X7S-6242-RGB-B | FOC2550YHCV | 31 | ICD-CORE-SW-02 | Switch | CISCO | C9500-40X-A |  | Te1/0/1 | ICD-RACK-01-SW-01 Interface Te1/0/50
Yes | ICD | Modular Data Center | Main Building | 1st Floor | ICD MDC | Left2 | VARICOM | 42 | X7S-6242-RGB-B | FOC2550YHCV | 31 | ICD-CORE-SW-02 | Switch | CISCO | C9500-40X-A |  | Te1/0/2 | ICD-RACK-02-SW-01 Interface Te1/0/26
Yes | ICD | Modular Data Center | Main Building | 1st Floor | ICD MDC | Left2 | VARICOM | 42 | X7S-6242-RGB-B | FOC2550YHCV | 31 | ICD-CORE-SW-02 | Switch | CISCO | C9500-40X-A |  | Te1/0/3 | ICD-RACK-03-SW-01 Interface Te1/0/26
Yes | ICD | Modular Data Center | Main Building | 1st Floor | ICD MDC | Left2 | VARICOM | 42 | X7S-6242-RGB-B | FOC2550YHCV | 31 | ICD-CORE-SW-02 | Switch | CISCO | C9500-40X-A |  | Te1/0/4 | ICD-RACK-04-SW-01 Interface Te1/0/26
Yes | ICD | Modular Data Center | Main Building | 1st Floor | ICD MDC | Left2 | VARICOM | 42 | X7S-6242-RGB-B | FOC2550YHCV | 31 | ICD-CORE-SW-02 | Switch | CISCO | C9500-40X-A |  | Te1/0/5 | ICD-RACK-05-SW-01 Interface Gi1/0/10
Yes | ICD | Modular Data Center | Main Building | 1st Floor | ICD MDC | Left2 | VARICOM | 42 | X7S-6242-RGB-B | FOC2550YHCV | 31 | ICD-CORE-SW-02 | Switch | CISCO | C9500-40X-A |  | Te1/0/6 | N/A
Yes | ICD | Modular Data Center | Main Building | 1st Floor | ICD MDC | Left2 | VARICOM | 42 | X7S-6242-RGB-B | FOC2550YHCV | 31 | ICD-CORE-SW-02 | Switch | CISCO | C9500-40X-A |  | Te1/0/7 | N/A
Yes | ICD | Modular Data Center | Main Building | 1st Floor | ICD MDC | Left2 | VARICOM | 42 | X7S-6242-RGB-B | FOC2550YHCV | 31 | ICD-CORE-SW-02 | Switch | CISCO | C9500-40X-A |  | Te1/0/8 | N/A
Yes | ICD | Modular Data Center | Main Building | 1st Floor | ICD MDC | Left2 | VARICOM | 42 | X7S-6242-RGB-B | FOC2550YHCV | 31 | ICD-CORE-SW-02 | Switch | CISCO | C9500-40X-A |  | Te1/0/9 | N/A
Yes | ICD | Modular Data Center | Main Building | 1st Floor | ICD MDC | Left2 | VARICOM | 42 | X7S-6242-RGB-B | FOC2550YHCV | 31 | ICD-CORE-SW-02 | Switch | CISCO | C9500-40X-A |  | Te1/0/10 | N/A
Yes | ICD | Modular Data Center | Main Building | 1st Floor | ICD MDC | Left2 | VARICOM | 42 | X7S-6242-RGB-B | FOC2550YHCV | 31 | ICD-CORE-SW-02 | Switch | CISCO | C9500-40X-A |  | Te1/0/11 | N/A
Yes | ICD | Modular Data Center | Main Building | 1st Floor | ICD MDC | Left2 | VARICOM | 42 | X7S-6242-RGB-B | FOC2550YHCV | 31 | ICD-CORE-SW-02 | Switch | CISCO | C9500-40X-A |  | Te1/0/12 | N/A
Yes | ICD | Modular Data Center | Main Building | 1st Floor | ICD MDC | Left2 | VARICOM | 42 | X7S-6242-RGB-B | FOC2550YHCV | 31 | ICD-CORE-SW-02 | Switch | CISCO | C9500-40X-A |  | Te1/0/13 | N/A
Yes | ICD | Modular Data Center | Main Building | 1st Floor | ICD MDC | Left2 | VARICOM | 42 | X7S-6242-RGB-B | FOC2550YHCV | 31 | ICD-CORE-SW-02 | Switch | CISCO | C9500-40X-A |  | Te1/0/14 | N/A
| ICD | Modular Data Center | Main Building | 1st Floor | ICD MDC | Left2 | VARICOM | 42 | X7S-6242-RGB-B | FOC2550YHCV | 31 | ICD-CORE-SW-02 | Switch | CISCO | C9500-40X-A |  | Te1/0/15 | N/A
Yes | ICD | Modular Data Center | Main Building | 1st Floor | ICD MDC | Left2 | VARICOM | 42 | X7S-6242-RGB-B | FOC2550YHCV | 31 | ICD-CORE-SW-02 | Switch | CISCO | C9500-40X-A |  | Te1/0/16 | N/A
Yes | ICD | Modular Data Center | Main Building | 1st Floor | ICD MDC | Left2 | VARICOM | 42 | X7S-6242-RGB-B | FOC2550YHCV | 31 | ICD-CORE-SW-02 | Switch | CISCO | C9500-40X-A |  | Te1/0/17 | N/A
Yes | ICD | Modular Data Center | Main Building | 1st Floor | ICD MDC | Left2 | VARICOM | 42 | X7S-6242-RGB-B | FOC2550YHCV | 31 | ICD-CORE-SW-02 | Switch | CISCO | C9500-40X-A |  | Te1/0/18 | N/A
Yes | ICD | Modular Data Center | Main Building | 1st Floor | ICD MDC | Left2 | VARICOM | 42 | X7S-6242-RGB-B | FOC2550YHCV | 31 | ICD-CORE-SW-02 | Switch | CISCO | C9500-40X-A |  | Te1/0/19 | N/A
Yes | ICD | Modular Data Center | Main Building | 1st Floor | ICD MDC | Left2 | VARICOM | 42 | X7S-6242-RGB-B | FOC2550YHCV | 31 | ICD-CORE-SW-02 | Switch | CISCO | C9500-40X-A |  | Te1/0/20 | N/A
Yes | ICD | Modular Data Center | Main Building | 1st Floor | ICD MDC | Left2 | VARICOM | 42 | X7S-6242-RGB-B | FOC2550YHCV | 31 | ICD-CORE-SW-02 | Switch | CISCO | C9500-40X-A |  | Te1/0/21 | N/A
Yes | ICD | Modular Data Center | Main Building | 1st Floor | ICD MDC | Left2 | VARICOM | 42 | X7S-6242-RGB-B | FOC2550YHCV | 31 | ICD-CORE-SW-02 | Switch | CISCO | C9500-40X-A |  | Te1/0/22 | N/A
Yes | ICD | Modular Data Center | Main Building | 1st Floor | ICD MDC | Left2 | VARICOM | 42 | X7S-6242-RGB-B | FOC2550YHCV | 31 | ICD-CORE-SW-02 | Switch | CISCO | C9500-40X-A |  | Te1/0/23 | N/A
Yes | ICD | Modular Data Center | Main Building | 1st Floor | ICD MDC | Left2 | VARICOM | 42 | X7S-6242-RGB-B | FOC2550YHCV | 31 | ICD-CORE-SW-02 | Switch | CISCO | C9500-40X-A |  | Te1/0/24 | N/A
Yes | ICD | Modular Data Center | Main Building | 1st Floor | ICD MDC | Left2 | VARICOM | 42 | X7S-6242-RGB-B | FOC2550YHCV | 31 | ICD-CORE-SW-02 | Switch | CISCO | C9500-40X-A |  | Te1/0/25 | N/A
Yes | ICD | Modular Data Center | Main Building | 1st Floor | ICD MDC | Left2 | VARICOM | 42 | X7S-6242-RGB-B | FOC2550YHCV | 31 | ICD-CORE-SW-02 | Switch | CISCO | C9500-40X-A |  | Te1/0/26 | N/A
Yes | ICD | Modular Data Center | Main Building | 1st Floor | ICD MDC | Left2 | VARICOM | 42 | X7S-6242-RGB-B | FOC2550YHCV | 31 | ICD-CORE-SW-02 | Switch | CISCO | C9500-40X-A |  | Te1/0/27 | N/A
Yes | ICD | Modular Data Center | Main Building | 1st Floor | ICD MDC | Left2 | VARICOM | 42 | X7S-6242-RGB-B | FOC2550YHCV | 31 | ICD-CORE-SW-02 | Switch | CISCO | C9500-40X-A |  | Te1/0/28 | N/A
Yes | ICD | Modular Data Center | Main Building | 1st Floor | ICD MDC | Left2 | VARICOM | 42 | X7S-6242-RGB-B | FOC2550YHCV | 31 | ICD-CORE-SW-02 | Switch | CISCO | C9500-40X-A |  | Te1/0/29 | N/A
Yes | ICD | Modular Data Center | Main Building | 1st Floor | ICD MDC | Left2 | VARICOM | 42 | X7S-6242-RGB-B | FOC2550YHCV | 31 | ICD-CORE-SW-02 | Switch | CISCO | C9500-40X-A |  | Te1/0/30 | N/A
Yes | ICD | Modular Data Center | Main Building | 1st Floor | ICD MDC | Left2 | VARICOM | 42 | X7S-6242-RGB-B | FOC2550YHCV | 31 | ICD-CORE-SW-02 | Switch | CISCO | C9500-40X-A |  | Te1/0/31 | ICD-SERVER-SW
Yes | ICD | Modular Data Center | Main Building | 1st Floor | ICD MDC | Left2 | VARICOM | 42 | X7S-6242-RGB-B | FOC2550YHCV | 31 | ICD-CORE-SW-02 | Switch | CISCO | C9500-40X-A |  | Te1/0/32 | ICD-CCTV-SW
Yes | ICD | Modular Data Center | Main Building | 1st Floor | ICD MDC | Left2 | VARICOM | 42 | X7S-6242-RGB-B | FOC2550YHCV | 31 | ICD-CORE-SW-02 | Switch | CISCO | C9500-40X-A |  | Te1/0/33 | ICD-INT-RTR-01
Yes | ICD | Modular Data Center | Main Building | 1st Floor | ICD MDC | Left2 | VARICOM | 42 | X7S-6242-RGB-B | FOC2550YHCV | 31 | ICD-CORE-SW-02 | Switch | CISCO | C9500-40X-A |  | Te1/0/34 | ICD-INT-RTR-02
Yes | ICD | Modular Data Center | Main Building | 1st Floor | ICD MDC | Left2 | VARICOM | 42 | X7S-6242-RGB-B | FOC2550YHCV | 31 | ICD-CORE-SW-02 | Switch | CISCO | C9500-40X-A |  | Te1/0/35 | ICD-INT-FW-01
Yes | ICD | Modular Data Center | Main Building | 1st Floor | ICD MDC | Left2 | VARICOM | 42 | X7S-6242-RGB-B | FOC2550YHCV | 31 | ICD-CORE-SW-02 | Switch | CISCO | C9500-40X-A |  | Te1/0/36 | ICD-INT-FW-02
Yes | ICD | Modular Data Center | Main Building | 1st Floor | ICD MDC | Left2 | VARICOM | 42 | X7S-6242-RGB-B | FOC2550YHCV | 31 | ICD-CORE-SW-02 | Switch | CISCO | C9500-40X-A |  | Te1/0/37 | N/A
Yes | ICD | Modular Data Center | Main Building | 1st Floor | ICD MDC | Left2 | VARICOM | 42 | X7S-6242-RGB-B | FOC2550YHCV | 31 | ICD-CORE-SW-02 | Switch | CISCO | C9500-40X-A |  | Te1/0/38 | N/A
Yes | ICD | Modular Data Center | Main Building | 1st Floor | ICD MDC | Left2 | VARICOM | 42 | X7S-6242-RGB-B | FOC2550YHCV | 31 | ICD-CORE-SW-02 | Switch | CISCO | C9500-40X-A |  | Te1/0/39 | N/A
| ICD | Modular Data Center | Main Building | 1st Floor | ICD MDC | Left2 | VARICOM | 42 | X7S-6242-RGB-B | FOC2550YHCV | 31 | ICD-CORE-SW-02 | Switch | CISCO | C9500-40X-A |  | Te1/0/40 | N/A
Yes | ICD | Modular Data Center | Main Building | 1st Floor | ICD MDC | Left2 | VARICOM | 42 | X7S-6242-RGB-B | FCW2141A4B6 | 27 | ICD-CCTV-SW | Switch | CISCO | C2960-24TC |  | Gi0/1 | NOC PC
Yes | ICD | Modular Data Center | Main Building | 1st Floor | ICD MDC | Left2 | VARICOM | 42 | X7S-6242-RGB-B | FCW2141A4B6 | 27 | ICD-CCTV-SW | Switch | CISCO | C2960-24TC |  | Gi0/2 | NOC PC
Yes | ICD | Modular Data Center | Main Building | 1st Floor | ICD MDC | Left2 | VARICOM | 42 | X7S-6242-RGB-B | FCW2141A4B6 | 27 | ICD-CCTV-SW | Switch | CISCO | C2960-24TC |  | Gi0/3 | NOC PC
Yes | ICD | Modular Data Center | Main Building | 1st Floor | ICD MDC | Left2 | VARICOM | 42 | X7S-6242-RGB-B | FCW2141A4B6 | 27 | ICD-CCTV-SW | Switch | CISCO | C2960-24TC |  | Gi0/4 | NOC PC
Yes | ICD | Modular Data Center | Main Building | 1st Floor | ICD MDC | Left2 | VARICOM | 42 | X7S-6242-RGB-B | FCW2141A4B6 | 27 | ICD-CCTV-SW | Switch | CISCO | C2960-24TC |  | Gi0/5 | NOC PC
Yes | ICD | Modular Data Center | Main Building | 1st Floor | ICD MDC | Left2 | VARICOM | 42 | X7S-6242-RGB-B | FCW2141A4B6 | 27 | ICD-CCTV-SW | Switch | CISCO | C2960-24TC |  | Gi0/6 | NOC PC
Yes | ICD | Modular Data Center | Main Building | 1st Floor | ICD MDC | Left2 | VARICOM | 42 | X7S-6242-RGB-B | FCW2141A4B6 | 27 | ICD-CCTV-SW | Switch | CISCO | C2960-24TC |  | Gi0/7 | CC Camera
Yes | ICD | Modular Data Center | Main Building | 1st Floor | ICD MDC | Left2 | VARICOM | 42 | X7S-6242-RGB-B | FCW2141A4B6 | 27 | ICD-CCTV-SW | Switch | CISCO | C2960-24TC |  | Gi0/8 | CC Camera
Yes | ICD | Modular Data Center | Main Building | 1st Floor | ICD MDC | Left2 | VARICOM | 42 | X7S-6242-RGB-B | FCW2141A4B6 | 27 | ICD-CCTV-SW | Switch | CISCO | C2960-24TC |  | Gi0/9 | CC Camera
Yes | ICD | Modular Data Center | Main Building | 1st Floor | ICD MDC | Left2 | VARICOM | 42 | X7S-6242-RGB-B | FCW2141A4B6 | 27 | ICD-CCTV-SW | Switch | CISCO | C2960-24TC |  | Gi0/10 | CC Camera
Yes | ICD | Modular Data Center | Main Building | 1st Floor | ICD MDC | Left2 | VARICOM | 42 | X7S-6242-RGB-B | FCW2141A4B6 | 27 | ICD-CCTV-SW | Switch | CISCO | C2960-24TC |  | Gi0/11 | CC Camera
Yes | ICD | Modular Data Center | Main Building | 1st Floor | ICD MDC | Left2 | VARICOM | 42 | X7S-6242-RGB-B | FCW2141A4B6 | 27 | ICD-CCTV-SW | Switch | CISCO | C2960-24TC |  | Gi0/12 | CC Camera
Yes | ICD | Modular Data Center | Main Building | 1st Floor | ICD MDC | Left2 | VARICOM | 42 | X7S-6242-RGB-B | FCW2141A4B6 | 27 | ICD-CCTV-SW | Switch | CISCO | C2960-24TC |  | Gi0/13 | NVR
Yes | ICD | Modular Data Center | Main Building | 1st Floor | ICD MDC | Left2 | VARICOM | 42 | X7S-6242-RGB-B | FCW2141A4B6 | 27 | ICD-CCTV-SW | Switch | CISCO | C2960-24TC |  | Gi0/14 | N/A
Yes | ICD | Modular Data Center | Main Building | 1st Floor | ICD MDC | Left2 | VARICOM | 42 | X7S-6242-RGB-B | FCW2141A4B6 | 27 | ICD-CCTV-SW | Switch | CISCO | C2960-24TC |  | Gi0/15 | Access Contro
Yes | ICD | Modular Data Center | Main Building | 1st Floor | ICD MDC | Left2 | VARICOM | 42 | X7S-6242-RGB-B | FCW2141A4B6 | 27 | ICD-CCTV-SW | Switch | CISCO | C2960-24TC |  | Gi0/16 | Access Contro
Yes | ICD | Modular Data Center | Main Building | 1st Floor | ICD MDC | Left2 | VARICOM | 42 | X7S-6242-RGB-B | FCW2141A4B6 | 27 | ICD-CCTV-SW | Switch | CISCO | C2960-24TC |  | Gi0/17 | Access Contro
Yes | ICD | Modular Data Center | Main Building | 1st Floor | ICD MDC | Left2 | VARICOM | 42 | X7S-6242-RGB-B | FCW2141A4B6 | 27 | ICD-CCTV-SW | Switch | CISCO | C2960-24TC |  | Gi0/18 | Access Contro
Yes | ICD | Modular Data Center | Main Building | 1st Floor | ICD MDC | Left2 | VARICOM | 42 | X7S-6242-RGB-B | FCW2141A4B6 | 27 | ICD-CCTV-SW | Switch | CISCO | C2960-24TC |  | Gi0/19 | ICD-INT-RTR-01 Gi0
Yes | ICD | Modular Data Center | Main Building | 1st Floor | ICD MDC | Left2 | VARICOM | 42 | X7S-6242-RGB-B | FCW2141A4B6 | 27 | ICD-CCTV-SW | Switch | CISCO | C2960-24TC |  | Gi0/20 | ICD-INT-RTR-02 Gi0
Yes | ICD | Modular Data Center | Main Building | 1st Floor | ICD MDC | Left2 | VARICOM | 42 | X7S-6242-RGB-B | FCW2141A4B6 | 27 | ICD-CCTV-SW | Switch | CISCO | C2960-24TC |  | Gi0/21 | ICD-INT-FW-01 MGMT
Yes | ICD | Modular Data Center | Main Building | 1st Floor | ICD MDC | Left2 | VARICOM | 42 | X7S-6242-RGB-B | FCW2141A4B6 | 27 | ICD-CCTV-SW | Switch | CISCO | C2960-24TC |  | Gi0/22 | ICD-INT-FW-02 MGMT
Yes | ICD | Modular Data Center | Main Building | 1st Floor | ICD MDC | Left2 | VARICOM | 42 | X7S-6242-RGB-B | FCW2141A4B6 | 27 | ICD-CCTV-SW | Switch | CISCO | C2960-24TC |  | Gi0/23 | Core-Switch
| ICD | Modular Data Center | Main Building | 1st Floor | ICD MDC | Left2 | VARICOM | 42 | X7S-6242-RGB-B | FCW2141A4B6 | 27 | ICD-CCTV-SW | Switch | CISCO | C2960-24TC |  | Gi0/24 | Core-Switch
Yes | ICD | Modular Data Center | Main Building | 1st Floor | ICD MDC | Left2 | VARICOM | 42 | X7S-6242-RGB-B | FCW2141A4B6 | 27 | ICD-CCTV-SW | Switch | CISCO | C2960-24TC |  | Gi0/25 | Core-Switch
Yes | ICD | Modular Data Center | Main Building | 1st Floor | ICD MDC | Left2 | VARICOM | 42 | X7S-6242-RGB-B | FCW2141A4B6 | 27 | ICD-CCTV-SW | Switch | CISCO | C2960-24TC |  | Gi0/26 | Core-Switch
Yes | ICD | Modular Data Center | Main Building | 1st Floor | ICD MDC | Left2 | VARICOM | 42 | X7S-6242-RGB-B | FCW2141A4B6 | 27 | ICD-CCTV-SW | Switch | CISCO | C2960-24TC |  | Gi0/27 | Core-Switch
Yes | ICD | Modular Data Center | Main Building | 1st Floor | ICD MDC | Left2 | VARICOM | 42 | X7S-6242-RGB-B | FCW2141A4B6 | 27 | ICD-CCTV-SW | Switch | CISCO | C2960-24TC |  | Gi0/28 | Core-Switch
Yes | ICD | Modular Data Center | Main Building | 1st Floor | ICD MDC | Left2 | VARICOM | 42 | X7S-6242-RGB-B | FCW2142A35M | 25 | ICD-SERVER- SW | Switch | CISCO | C2960-24TC |  | Gi0/1 | AD-Server-CIMC
Yes | ICD | Modular Data Center | Main Building | 1st Floor | ICD MDC | Left2 | VARICOM | 42 | X7S-6242-RGB-B | FCW2142A35M | 25 | ICD-SERVER- SW | Switch | CISCO | C2960-24TC |  | Gi0/2 | NMS-Server-CIMC
Yes | ICD | Modular Data Center | Main Building | 1st Floor | ICD MDC | Left2 | VARICOM | 42 | X7S-6242-RGB-B | FCW2142A35M | 25 | ICD-SERVER- SW | Switch | CISCO | C2960-24TC |  | Gi0/3 | AD-Server
Yes | ICD | Modular Data Center | Main Building | 1st Floor | ICD MDC | Left2 | VARICOM | 42 | X7S-6242-RGB-B | FCW2142A35M | 25 | ICD-SERVER- SW | Switch | CISCO | C2960-24TC |  | Gi0/4 | AD-Server
Yes | ICD | Modular Data Center | Main Building | 1st Floor | ICD MDC | Left2 | VARICOM | 42 | X7S-6242-RGB-B | FCW2142A35M | 25 | ICD-SERVER- SW | Switch | CISCO | C2960-24TC |  | Gi0/5 | AD-Server
Yes | ICD | Modular Data Center | Main Building | 1st Floor | ICD MDC | Left2 | VARICOM | 42 | X7S-6242-RGB-B | FCW2142A35M | 25 | ICD-SERVER- SW | Switch | CISCO | C2960-24TC |  | Gi0/6 | NMS-Server
Yes | ICD | Modular Data Center | Main Building | 1st Floor | ICD MDC | Left2 | VARICOM | 42 | X7S-6242-RGB-B | FCW2142A35M | 25 | ICD-SERVER- SW | Switch | CISCO | C2960-24TC |  | Gi0/7 | NMS-Server
Yes | ICD | Modular Data Center | Main Building | 1st Floor | ICD MDC | Left2 | VARICOM | 42 | X7S-6242-RGB-B | FCW2142A35M | 25 | ICD-SERVER- SW | Switch | CISCO | C2960-24TC |  | Gi0/8 | NMS-Server
Yes | ICD | Modular Data Center | Main Building | 1st Floor | ICD MDC | Left2 | VARICOM | 42 | X7S-6242-RGB-B | FCW2142A35M | 25 | ICD-SERVER- SW | Switch | CISCO | C2960-24TC |  | Gi0/9 | NMS-Server
Yes | ICD | Modular Data Center | Main Building | 1st Floor | ICD MDC | Left2 | VARICOM | 42 | X7S-6242-RGB-B | FCW2142A35M | 25 | ICD-SERVER- SW | Switch | CISCO | C2960-24TC |  | Gi0/10 | NMS-Server
Yes | ICD | Modular Data Center | Main Building | 1st Floor | ICD MDC | Left2 | VARICOM | 42 | X7S-6242-RGB-B | FCW2142A35M | 25 | ICD-SERVER- SW | Switch | CISCO | C2960-24TC |  | Gi0/11 | NMS-Server
Yes | ICD | Modular Data Center | Main Building | 1st Floor | ICD MDC | Left2 | VARICOM | 42 | X7S-6242-RGB-B | FCW2142A35M | 25 | ICD-SERVER- SW | Switch | CISCO | C2960-24TC |  | Gi0/12 | N/A
Yes | ICD | Modular Data Center | Main Building | 1st Floor | ICD MDC | Left2 | VARICOM | 42 | X7S-6242-RGB-B | FCW2142A35M | 25 | ICD-SERVER- SW | Switch | CISCO | C2960-24TC |  | Gi0/13 | N/A
Yes | ICD | Modular Data Center | Main Building | 1st Floor | ICD MDC | Left2 | VARICOM | 42 | X7S-6242-RGB-B | FCW2142A35M | 25 | ICD-SERVER- SW | Switch | CISCO | C2960-24TC |  | Gi0/14 | N/A
Yes | ICD | Modular Data Center | Main Building | 1st Floor | ICD MDC | Left2 | VARICOM | 42 | X7S-6242-RGB-B | FCW2142A35M | 25 | ICD-SERVER- SW | Switch | CISCO | C2960-24TC |  | Gi0/15 | N/A
Yes | ICD | Modular Data Center | Main Building | 1st Floor | ICD MDC | Left2 | VARICOM | 42 | X7S-6242-RGB-B | FCW2142A35M | 25 | ICD-SERVER- SW | Switch | CISCO | C2960-24TC |  | Gi0/16 | N/A
Yes | ICD | Modular Data Center | Main Building | 1st Floor | ICD MDC | Left2 | VARICOM | 42 | X7S-6242-RGB-B | FCW2142A35M | 25 | ICD-SERVER- SW | Switch | CISCO | C2960-24TC |  | Gi0/17 | N/A
Yes | ICD | Modular Data Center | Main Building | 1st Floor | ICD MDC | Left2 | VARICOM | 42 | X7S-6242-RGB-B | FCW2142A35M | 25 | ICD-SERVER- SW | Switch | CISCO | C2960-24TC |  | Gi0/18 | N/A
Yes | ICD | Modular Data Center | Main Building | 1st Floor | ICD MDC | Left2 | VARICOM | 42 | X7S-6242-RGB-B | FCW2142A35M | 25 | ICD-SERVER- SW | Switch | CISCO | C2960-24TC |  | Gi0/19 | N/A
Yes | ICD | Modular Data Center | Main Building | 1st Floor | ICD MDC | Left2 | VARICOM | 42 | X7S-6242-RGB-B | FCW2142A35M | 25 | ICD-SERVER- SW | Switch | CISCO | C2960-24TC |  | Gi0/20 | N/A
Yes | ICD | Modular Data Center | Main Building | 1st Floor | ICD MDC | Left2 | VARICOM | 42 | X7S-6242-RGB-B | FCW2142A35M | 25 | ICD-SERVER- SW | Switch | CISCO | C2960-24TC |  | Gi0/21 | N/A
Yes | ICD | Modular Data Center | Main Building | 1st Floor | ICD MDC | Left2 | VARICOM | 42 | X7S-6242-RGB-B | FCW2142A35M | 25 | ICD-SERVER- SW | Switch | CISCO | C2960-24TC |  | Gi0/22 | N/A
Yes | ICD | Modular Data Center | Main Building | 1st Floor | ICD MDC | Left2 | VARICOM | 42 | X7S-6242-RGB-B | FCW2142A35M | 25 | ICD-SERVER- SW | Switch | CISCO | C2960-24TC |  | Gi0/23 | Core-Switch
| ICD | Modular Data Center | Main Building | 1st Floor | ICD MDC | Left2 | VARICOM | 42 | X7S-6242-RGB-B | FCW2142A35M | 25 | ICD-SERVER- SW | Switch | CISCO | C2960-24TC |  | Gi0/24 | Core-Switch
Yes | ICD | Modular Data Center | Main Building | 1st Floor | ICD MDC | Left2 | VARICOM | 42 | X7S-6242-RGB-B | FCW2142A35M | 25 | ICD-SERVER- SW | Switch | CISCO | C2960-24TC |  | Gi0/25 | Core-Switch
Yes | ICD | Modular Data Center | Main Building | 1st Floor | ICD MDC | Left2 | VARICOM | 42 | X7S-6242-RGB-B | FCW2142A35M | 25 | ICD-SERVER- SW | Switch | CISCO | C2960-24TC |  | Gi0/26 | Core-Switch
Yes | ICD | Modular Data Center | Main Building | 1st Floor | ICD MDC | Left2 | VARICOM | 42 | X7S-6242-RGB-B | FCW2142A35M | 25 | ICD-SERVER- SW | Switch | CISCO | C2960-24TC |  | Gi0/27 | Core-Switch
Yes | ICD | Modular Data Center | Main Building | 1st Floor | ICD MDC | Left2 | VARICOM | 42 | X7S-6242-RGB-B | FCW2142A35M | 25 | ICD-SERVER- SW | Switch | CISCO | C2960-24TC |  | Gi0/28 | Core-Switch
Yes | ICD | Main Building | Main Building | 1st Floor | - | Rack-01 | VIVANCO | 15 | VSA.6615.01.10e | JAE264315EF | 4 | ICD-RACK-01-SW-01 | Switch | CISCO | C9200-48T-E | 10.60.61.71 | Gi0/1 | Pramila Sarker
Yes | ICD | Main Building | Main Building | 1st Floor | - | Rack-01 | VIVANCO | 15 | VSA.6615.01.10e | JAE264315EF | 4 | ICD-RACK-01-SW-01 | Switch | CISCO | C9200-48T-E | 10.60.61.71 | Gi0/2 | Spare
Yes | ICD | Main Building | Main Building | 1st Floor | - | Rack-01 | VIVANCO | 15 | VSA.6615.01.10e | JAE264315EF | 4 | ICD-RACK-01-SW-01 | Switch | CISCO | C9200-48T-E | 10.60.61.71 | Gi0/3 | Md. Fakrul Amin Chowdhury
Yes | ICD | Main Building | Main Building | 1st Floor | - | Rack-01 | VIVANCO | 15 | VSA.6615.01.10e | JAE264315EF | 4 | ICD-RACK-01-SW-01 | Switch | CISCO | C9200-48T-E | 10.60.61.71 | Gi0/4 | Spare
Yes | ICD | Main Building | Main Building | 1st Floor | - | Rack-01 | VIVANCO | 15 | VSA.6615.01.10e | JAE264315EF | 4 | ICD-RACK-01-SW-01 | Switch | CISCO | C9200-48T-E | 10.60.61.71 | Gi0/5 | PC not Used
Yes | ICD | Main Building | Main Building | 1st Floor | - | Rack-01 | VIVANCO | 15 | VSA.6615.01.10e | JAE264315EF | 4 | ICD-RACK-01-SW-01 | Switch | CISCO | C9200-48T-E | 10.60.61.71 | Gi0/6 | Spare
Yes | ICD | Main Building | Main Building | 1st Floor | - | Rack-01 | VIVANCO | 15 | VSA.6615.01.10e | JAE264315EF | 4 | ICD-RACK-01-SW-01 | Switch | CISCO | C9200-48T-E | 10.60.61.71 | Gi0/7 | Md Monir Hossain
Yes | ICD | Main Building | Main Building | 1st Floor | - | Rack-01 | VIVANCO | 15 | VSA.6615.01.10e | JAE264315EF | 4 | ICD-RACK-01-SW-01 | Switch | CISCO | C9200-48T-E | 10.60.61.71 | Gi0/8 | Md. Abu Jahanggir Imam
Yes | ICD | Main Building | Main Building | 1st Floor | - | Rack-01 | VIVANCO | 15 | VSA.6615.01.10e | JAE264315EF | 4 | ICD-RACK-01-SW-01 | Switch | CISCO | C9200-48T-E | 10.60.61.71 | Gi0/9 | Spare
Yes | ICD | Main Building | Main Building | 1st Floor | - | Rack-01 | VIVANCO | 15 | VSA.6615.01.10e | JAE264315EF | 4 | ICD-RACK-01-SW-01 | Switch | CISCO | C9200-48T-E | 10.60.61.71 | Gi0/10 | MD. RAKHIBUL ISLAM
Yes | ICD | Main Building | Main Building | 1st Floor | - | Rack-01 | VIVANCO | 15 | VSA.6615.01.10e | JAE264315EF | 4 | ICD-RACK-01-SW-01 | Switch | CISCO | C9200-48T-E | 10.60.61.71 | Gi0/11 | Md.Sadekur Rahman
Yes | ICD | Main Building | Main Building | 1st Floor | - | Rack-01 | VIVANCO | 15 | VSA.6615.01.10e | JAE264315EF | 4 | ICD-RACK-01-SW-01 | Switch | CISCO | C9200-48T-E | 10.60.61.71 | Gi0/12 | Spare
Yes | ICD | Main Building | Main Building | 1st Floor | - | Rack-01 | VIVANCO | 15 | VSA.6615.01.10e | JAE264315EF | 4 | ICD-RACK-01-SW-01 | Switch | CISCO | C9200-48T-E | 10.60.61.71 | Gi0/13 | Spare
Yes | ICD | Main Building | Main Building | 1st Floor | - | Rack-01 | VIVANCO | 15 | VSA.6615.01.10e | JAE264315EF | 4 | ICD-RACK-01-SW-01 | Switch | CISCO | C9200-48T-E | 10.60.61.71 | Gi0/14 | Shamima Nasrin
Yes | ICD | Main Building | Main Building | 1st Floor | - | Rack-01 | VIVANCO | 15 | VSA.6615.01.10e | JAE264315EF | 4 | ICD-RACK-01-SW-01 | Switch | CISCO | C9200-48T-E | 10.60.61.71 | Gi0/15 | Apurba Barua
Yes | ICD | Main Building | Main Building | 1st Floor | - | Rack-01 | VIVANCO | 15 | VSA.6615.01.10e | JAE264315EF | 4 | ICD-RACK-01-SW-01 | Switch | CISCO | C9200-48T-E | 10.60.61.71 | Gi0/16 | Salina Akter
Yes | ICD | Main Building | Main Building | 1st Floor | - | Rack-01 | VIVANCO | 15 | VSA.6615.01.10e | JAE264315EF | 4 | ICD-RACK-01-SW-01 | Switch | CISCO | C9200-48T-E | 10.60.61.71 | Gi0/17 | Spare
Yes | ICD | Main Building | Main Building | 1st Floor | - | Rack-01 | VIVANCO | 15 | VSA.6615.01.10e | JAE264315EF | 4 | ICD-RACK-01-SW-01 | Switch | CISCO | C9200-48T-E | 10.60.61.71 | Gi0/18 | Nadim Ahmed
Yes | ICD | Main Building | Main Building | 1st Floor | - | Rack-01 | VIVANCO | 15 | VSA.6615.01.10e | JAE264315EF | 4 | ICD-RACK-01-SW-01 | Switch | CISCO | C9200-48T-E | 10.60.61.71 | Gi0/19 | Faruque Hosen
Yes | ICD | Main Building | Main Building | 1st Floor | - | Rack-01 | VIVANCO | 15 | VSA.6615.01.10e | JAE264315EF | 4 | ICD-RACK-01-SW-01 | Switch | CISCO | C9200-48T-E | 10.60.61.71 | Gi0/20 | Awlia Hossain Sweet
Yes | ICD | Main Building | Main Building | 1st Floor | - | Rack-01 | VIVANCO | 15 | VSA.6615.01.10e | JAE264315EF | 4 | ICD-RACK-01-SW-01 | Switch | CISCO | C9200-48T-E | 10.60.61.71 | Gi0/21 | Spare
Yes | ICD | Main Building | Main Building | 1st Floor | - | Rack-01 | VIVANCO | 15 | VSA.6615.01.10e | JAE264315EF | 4 | ICD-RACK-01-SW-01 | Switch | CISCO | C9200-48T-E | 10.60.61.71 | Gi0/22 | Spare
Yes | ICD | Main Building | Main Building | 1st Floor | - | Rack-01 | VIVANCO | 15 | VSA.6615.01.10e | JAE264315EF | 4 | ICD-RACK-01-SW-01 | Switch | CISCO | C9200-48T-E | 10.60.61.71 | Gi0/23 | Md. Newaz Sharif
Yes | ICD | Main Building | Main Building | 1st Floor | - | Rack-01 | VIVANCO | 15 | VSA.6615.01.10e | JAE264315EF | 4 | ICD-RACK-01-SW-01 | Switch | CISCO | C9200-48T-E | 10.60.61.71 | Gi0/24 | Spare
Yes | ICD | Main Building | Main Building | 1st Floor | - | Rack-01 | VIVANCO | 15 | VSA.6615.01.10e | JAE264315EF | 4 | ICD-RACK-01-SW-01 | Switch | CISCO | C9200-48T-E | 10.60.61.71 | Gi0/25 | Spare
Yes | ICD | Main Building | Main Building | 1st Floor | - | Rack-01 | VIVANCO | 15 | VSA.6615.01.10e | JAE264315EF | 4 | ICD-RACK-01-SW-01 | Switch | CISCO | C9200-48T-E | 10.60.61.71 | Gi0/26 | Spare
Yes | ICD | Main Building | Main Building | 1st Floor | - | Rack-01 | VIVANCO | 15 | VSA.6615.01.10e | JAE264315EF | 4 | ICD-RACK-01-SW-01 | Switch | CISCO | C9200-48T-E | 10.60.61.71 | Gi0/27 | Spare
Yes | ICD | Main Building | Main Building | 1st Floor | - | Rack-01 | VIVANCO | 15 | VSA.6615.01.10e | JAE264315EF | 4 | ICD-RACK-01-SW-01 | Switch | CISCO | C9200-48T-E | 10.60.61.71 | Gi0/28 | Saifunnahar Jani
Yes | ICD | Main Building | Main Building | 1st Floor | - | Rack-01 | VIVANCO | 15 | VSA.6615.01.10e | JAE264315EF | 4 | ICD-RACK-01-SW-01 | Switch | CISCO | C9200-48T-E | 10.60.61.71 | Gi0/29 | Reserve PC
Yes | ICD | Main Building | Main Building | 1st Floor | - | Rack-01 | VIVANCO | 15 | VSA.6615.01.10e | JAE264315EF | 4 | ICD-RACK-01-SW-01 | Switch | CISCO | C9200-48T-E | 10.60.61.71 | Gi0/30 | Spare
Yes | ICD | Main Building | Main Building | 1st Floor | - | Rack-01 | VIVANCO | 15 | VSA.6615.01.10e | JAE264315EF | 4 | ICD-RACK-01-SW-01 | Switch | CISCO | C9200-48T-E | 10.60.61.71 | Gi0/31 | Spare
Yes | ICD | Main Building | Main Building | 1st Floor | - | Rack-01 | VIVANCO | 15 | VSA.6615.01.10e | JAE264315EF | 4 | ICD-RACK-01-SW-01 | Switch | CISCO | C9200-48T-E | 10.60.61.71 | Gi0/32 | MD. Shahadat Hossain Suzan
Yes | ICD | Main Building | Main Building | 1st Floor | - | Rack-01 | VIVANCO | 15 | VSA.6615.01.10e | JAE264315EF | 4 | ICD-RACK-01-SW-01 | Switch | CISCO | C9200-48T-E | 10.60.61.71 | Gi0/33 | Spare
Yes | ICD | Main Building | Main Building | 1st Floor | - | Rack-01 | VIVANCO | 15 | VSA.6615.01.10e | JAE264315EF | 4 | ICD-RACK-01-SW-01 | Switch | CISCO | C9200-48T-E | 10.60.61.71 | Gi0/34 | Shaikh Sohelia Afrin
Yes | ICD | Main Building | Main Building | 1st Floor | - | Rack-01 | VIVANCO | 15 | VSA.6615.01.10e | JAE264315EF | 4 | ICD-RACK-01-SW-01 | Switch | CISCO | C9200-48T-E | 10.60.61.71 | Gi0/35 | Spare
Yes | ICD | Main Building | Main Building | 1st Floor | - | Rack-01 | VIVANCO | 15 | VSA.6615.01.10e | JAE264315EF | 4 | ICD-RACK-01-SW-01 | Switch | CISCO | C9200-48T-E | 10.60.61.71 | Gi0/36 | Spare
Yes | ICD | Main Building | Main Building | 1st Floor | - | Rack-01 | VIVANCO | 15 | VSA.6615.01.10e | JAE264315EF | 4 | ICD-RACK-01-SW-01 | Switch | CISCO | C9200-48T-E | 10.60.61.71 | Gi0/37 | Spare
Yes | ICD | Main Building | Main Building | 1st Floor | - | Rack-01 | VIVANCO | 15 | VSA.6615.01.10e | JAE264315EF | 4 | ICD-RACK-01-SW-01 | Switch | CISCO | C9200-48T-E | 10.60.61.71 | Gi0/38 | Md. Belayet Hossain
Yes | ICD | Main Building | Main Building | 1st Floor | - | Rack-01 | VIVANCO | 15 | VSA.6615.01.10e | JAE264315EF | 4 | ICD-RACK-01-SW-01 | Switch | CISCO | C9200-48T-E | 10.60.61.71 | Gi0/39 | Akm Khaleduzzaman
Yes | ICD | Main Building | Main Building | 1st Floor | - | Rack-01 | VIVANCO | 15 | VSA.6615.01.10e | JAE264315EF | 4 | ICD-RACK-01-SW-01 | Switch | CISCO | C9200-48T-E | 10.60.61.71 | Gi0/40 | Spare
Yes | ICD | Main Building | Main Building | 1st Floor | - | Rack-01 | VIVANCO | 15 | VSA.6615.01.10e | JAE264315EF | 4 | ICD-RACK-01-SW-01 | Switch | CISCO | C9200-48T-E | 10.60.61.71 | Gi0/41 | Sabina Yeasmin
Yes | ICD | Main Building | Main Building | 1st Floor | - | Rack-01 | VIVANCO | 15 | VSA.6615.01.10e | JAE264315EF | 4 | ICD-RACK-01-SW-01 | Switch | CISCO | C9200-48T-E | 10.60.61.71 | Gi0/42 | Md Nazmul Huda
Yes | ICD | Main Building | Main Building | 1st Floor | - | Rack-01 | VIVANCO | 15 | VSA.6615.01.10e | JAE264315EF | 4 | ICD-RACK-01-SW-01 | Switch | CISCO | C9200-48T-E | 10.60.61.71 | Gi0/43 | Spare
Yes | ICD | Main Building | Main Building | 1st Floor | - | Rack-01 | VIVANCO | 15 | VSA.6615.01.10e | JAE264315EF | 4 | ICD-RACK-01-SW-01 | Switch | CISCO | C9200-48T-E | 10.60.61.71 | Gi0/44 | Spare
Yes | ICD | Main Building | Main Building | 1st Floor | - | Rack-01 | VIVANCO | 15 | VSA.6615.01.10e | JAE264315EF | 4 | ICD-RACK-01-SW-01 | Switch | CISCO | C9200-48T-E | 10.60.61.71 | Gi0/45 | Spare
Yes | ICD | Main Building | Main Building | 1st Floor | - | Rack-01 | VIVANCO | 15 | VSA.6615.01.10e | JAE264315EF | 4 | ICD-RACK-01-SW-01 | Switch | CISCO | C9200-48T-E | 10.60.61.71 | Gi0/46 | Spare
Yes | ICD | Main Building | Main Building | 1st Floor | - | Rack-01 | VIVANCO | 15 | VSA.6615.01.10e | JAE264315EF | 4 | ICD-RACK-01-SW-01 | Switch | CISCO | C9200-48T-E | 10.60.61.71 | Gi0/47 | Not Used
| ICD | Main Building | Main Building | 1st Floor | - | Rack-01 | VIVANCO | 15 | VSA.6615.01.10e | JAE264315EF | 4 | ICD-RACK-01-SW-01 | Switch | CISCO | C9200-48T-E | 10.60.61.71 | Gi0/48 | ICD-RACK-01-SW-02
Yes | ICD | Main Building | Main Building | 1st Floor | - | Rack-01 | VIVANCO | 15 | VSA.6615.01.10e | JAE264315EF | 9 | ICD-RACK-01-SW-02 | Switch | CISCO | C2960-24TC | 10.60.61.72 | Gi0/1 | Spare
Yes | ICD | Main Building | Main Building | 1st Floor | - | Rack-01 | VIVANCO | 15 | VSA.6615.01.10e | JAE264315EF | 9 | ICD-RACK-01-SW-02 | Switch | CISCO | C2960-24TC | 10.60.61.72 | Gi0/2 | Md. Abu Hanif Sobuj
Yes | ICD | Main Building | Main Building | 1st Floor | - | Rack-01 | VIVANCO | 15 | VSA.6615.01.10e | JAE264315EF | 9 | ICD-RACK-01-SW-02 | Switch | CISCO | C2960-24TC | 10.60.61.72 | Gi0/3 | Spare
Yes | ICD | Main Building | Main Building | 1st Floor | - | Rack-01 | VIVANCO | 15 | VSA.6615.01.10e | JAE264315EF | 9 | ICD-RACK-01-SW-02 | Switch | CISCO | C2960-24TC | 10.60.61.72 | Gi0/4 | Rabea Siddika
Yes | ICD | Main Building | Main Building | 1st Floor | - | Rack-01 | VIVANCO | 15 | VSA.6615.01.10e | JAE264315EF | 9 | ICD-RACK-01-SW-02 | Switch | CISCO | C2960-24TC | 10.60.61.72 | Gi0/5 | Access Point (WiFi)
Yes | ICD | Main Building | Main Building | 1st Floor | - | Rack-01 | VIVANCO | 15 | VSA.6615.01.10e | JAE264315EF | 9 | ICD-RACK-01-SW-02 | Switch | CISCO | C2960-24TC | 10.60.61.72 | Gi0/6 | Md. Moinur Hossain
Yes | ICD | Main Building | Main Building | 1st Floor | - | Rack-01 | VIVANCO | 15 | VSA.6615.01.10e | JAE264315EF | 9 | ICD-RACK-01-SW-02 | Switch | CISCO | C2960-24TC | 10.60.61.72 | Gi0/7 | Md Masudur Rahman
Yes | ICD | Main Building | Main Building | 1st Floor | - | Rack-01 | VIVANCO | 15 | VSA.6615.01.10e | JAE264315EF | 9 | ICD-RACK-01-SW-02 | Switch | CISCO | C2960-24TC | 10.60.61.72 | Gi0/8 | Sheuli Begum
Yes | ICD | Main Building | Main Building | 1st Floor | - | Rack-01 | VIVANCO | 15 | VSA.6615.01.10e | JAE264315EF | 9 | ICD-RACK-01-SW-02 | Switch | CISCO | C2960-24TC | 10.60.61.72 | Gi0/9 | Spare
Yes | ICD | Main Building | Main Building | Ground Floor | - | Rack-01 | VIVANCO | 15 | VSA.6615.01.10e | JAE264315EF | 9 | ICD-RACK-01-SW-02 | Switch | CISCO | C2960-24TC | 10.60.61.72 | Gi0/10 | Mohammad Sahadat Islam Rubel
Yes | ICD | Main Building | Main Building | Ground Floor | - | Rack-01 | VIVANCO | 15 | VSA.6615.01.10e | JAE264315EF | 9 | ICD-RACK-01-SW-02 | Switch | CISCO | C2960-24TC | 10.60.61.72 | Gi0/11 | Spare
Yes | ICD | Main Building | Main Building | Ground Floor | - | Rack-01 | VIVANCO | 15 | VSA.6615.01.10e | JAE264315EF | 9 | ICD-RACK-01-SW-02 | Switch | CISCO | C2960-24TC | 10.60.61.72 | Gi0/12 | Md Jalal Uddin
Yes | ICD | Main Building | Main Building | Ground Floor | - | Rack-01 | VIVANCO | 15 | VSA.6615.01.10e | JAE264315EF | 9 | ICD-RACK-01-SW-02 | Switch | CISCO | C2960-24TC | 10.60.61.72 | Gi0/13 | Tauhidur Rahman
Yes | ICD | Main Building | Main Building | Ground Floor | - | Rack-01 | VIVANCO | 15 | VSA.6615.01.10e | JAE264315EF | 9 | ICD-RACK-01-SW-02 | Switch | CISCO | C2960-24TC | 10.60.61.72 | Gi0/14 | Spare
Yes | ICD | Main Building | Main Building | Ground Floor | - | Rack-01 | VIVANCO | 15 | VSA.6615.01.10e | JAE264315EF | 9 | ICD-RACK-01-SW-02 | Switch | CISCO | C2960-24TC | 10.60.61.72 | Gi0/15 | Md. Aktaruzzaman
Yes | ICD | Main Building | Main Building | Ground Floor | - | Rack-01 | VIVANCO | 15 | VSA.6615.01.10e | JAE264315EF | 9 | ICD-RACK-01-SW-02 | Switch | CISCO | C2960-24TC | 10.60.61.72 | Gi0/16 | Md. Aktaruzzaman
Yes | ICD | Main Building | Main Building | Ground Floor | - | Rack-01 | VIVANCO | 15 | VSA.6615.01.10e | JAE264315EF | 9 | ICD-RACK-01-SW-02 | Switch | CISCO | C2960-24TC | 10.60.61.72 | Gi0/17 | Spare
Yes | ICD | Main Building | Main Building | Ground Floor | - | Rack-01 | VIVANCO | 15 | VSA.6615.01.10e | JAE264315EF | 9 | ICD-RACK-01-SW-02 | Switch | CISCO | C2960-24TC | 10.60.61.72 | Gi0/18 | Not Used
Yes | ICD | Main Building | Main Building | Ground Floor | - | Rack-01 | VIVANCO | 15 | VSA.6615.01.10e | JAE264315EF | 9 | ICD-RACK-01-SW-02 | Switch | CISCO | C2960-24TC | 10.60.61.72 | Gi0/19 | Not Used
Yes | ICD | Main Building | Main Building | Ground Floor | - | Rack-01 | VIVANCO | 15 | VSA.6615.01.10e | JAE264315EF | 9 | ICD-RACK-01-SW-02 | Switch | CISCO | C2960-24TC | 10.60.61.72 | Gi0/20 | Not Used
Yes | ICD | Main Building | Main Building | Ground Floor | - | Rack-01 | VIVANCO | 15 | VSA.6615.01.10e | JAE264315EF | 9 | ICD-RACK-01-SW-02 | Switch | CISCO | C2960-24TC | 10.60.61.72 | Gi0/21 | Not Used
Yes | ICD | Main Building | Main Building | Ground Floor | - | Rack-01 | VIVANCO | 15 | VSA.6615.01.10e | JAE264315EF | 9 | ICD-RACK-01-SW-02 | Switch | CISCO | C2960-24TC | 10.60.61.72 | Gi0/22 | Not Used
Yes | ICD | Main Building | Main Building | Ground Floor | - | Rack-01 | VIVANCO | 15 | VSA.6615.01.10e | JAE264315EF | 9 | ICD-RACK-01-SW-02 | Switch | CISCO | C2960-24TC | 10.60.61.72 | Gi0/23 | Not Used
Yes | ICD | Main Building | Main Building | 1st Floor | - | Rack-01 | VIVANCO | 15 | VSA.6615.01.10e | JAE264315EF | 9 | ICD-RACK-01-SW-02 | Switch | CISCO | C2960-24TC | 10.60.61.72 | Gi0/24 | ICD-RACK-01-SW-01
Yes | ICD | Main Building | Main Building | 3rd Floor | - | Rack-02 | VIVANCO | 15 | VSA.6615.01.10e | JAE26240472 | 4 | ICD-RACK-02-SW-01 | Switch | CISCO | C9200-24T-E | 10.60.61.73 | Gi0/1 | Mohammad Asad-Uz-Zaman
Yes | ICD | Main Building | Main Building | 3rd Floor | - | Rack-02 | VIVANCO | 15 | VSA.6615.01.10e | JAE26240472 | 4 | ICD-RACK-02-SW-01 | Switch | CISCO | C9200-24T-E | 10.60.61.73 | Gi0/2 | Spare
| ICD | Main Building | Main Building | 3rd Floor | - | Rack-02 | VIVANCO | 15 | VSA.6615.01.10e | JAE26240472 | 4 | ICD-RACK-02-SW-01 | Switch | CISCO | C9200-24T-E | 10.60.61.73 | Gi0/3 | Nur-A-Hasna Sanjida Anushua
Yes | ICD | Main Building | Main Building | 3rd Floor | - | Rack-02 | VIVANCO | 15 | VSA.6615.01.10e | JAE26240472 | 4 | ICD-RACK-02-SW-01 | Switch | CISCO | C9200-24T-E | 10.60.61.73 | Gi0/4 | Spare
Yes | ICD | Main Building | Main Building | 3rd Floor | - | Rack-02 | VIVANCO | 15 | VSA.6615.01.10e | JAE26240472 | 4 | ICD-RACK-02-SW-01 | Switch | CISCO | C9200-24T-E | 10.60.61.73 | Gi0/5 | Shakera Khatun
Yes | ICD | Main Building | Main Building | 3rd Floor | - | Rack-02 | VIVANCO | 15 | VSA.6615.01.10e | JAE26240472 | 4 | ICD-RACK-02-SW-01 | Switch | CISCO | C9200-24T-E | 10.60.61.73 | Gi0/6 | Spare
Yes | ICD | Main Building | Main Building | 3rd Floor | - | Rack-02 | VIVANCO | 15 | VSA.6615.01.10e | JAE26240472 | 4 | ICD-RACK-02-SW-01 | Switch | CISCO | C9200-24T-E | 10.60.61.73 | Gi0/7 | Jobaida Khanam
Yes | ICD | Main Building | Main Building | 3rd Floor | - | Rack-02 | VIVANCO | 15 | VSA.6615.01.10e | JAE26240472 | 4 | ICD-RACK-02-SW-01 | Switch | CISCO | C9200-24T-E | 10.60.61.73 | Gi0/8 | Spare
Yes | ICD | Main Building | Main Building | 3rd Floor | - | Rack-02 | VIVANCO | 15 | VSA.6615.01.10e | JAE26240472 | 4 | ICD-RACK-02-SW-01 | Switch | CISCO | C9200-24T-E | 10.60.61.73 | Gi0/9 | Pias Chandra Saha
Yes | ICD | Main Building | Main Building | 3rd Floor | - | Rack-02 | VIVANCO | 15 | VSA.6615.01.10e | JAE26240472 | 4 | ICD-RACK-02-SW-01 | Switch | CISCO | C9200-24T-E | 10.60.61.73 | Gi0/10 | Spare
Yes | ICD | Main Building | Main Building | 3rd Floor | - | Rack-02 | VIVANCO | 15 | VSA.6615.01.10e | JAE26240472 | 4 | ICD-RACK-02-SW-01 | Switch | CISCO | C9200-24T-E | 10.60.61.73 | Gi0/11 | Soumiq Ahamed Bhuiyan
Yes | ICD | Main Building | Main Building | 3rd Floor | - | Rack-02 | VIVANCO | 15 | VSA.6615.01.10e | JAE26240472 | 4 | ICD-RACK-02-SW-01 | Switch | CISCO | C9200-24T-E | 10.60.61.73 | Gi0/12 | Spare
Yes | ICD | Main Building | Main Building | 3rd Floor | - | Rack-02 | VIVANCO | 15 | VSA.6615.01.10e | JAE26240472 | 4 | ICD-RACK-02-SW-01 | Switch | CISCO | C9200-24T-E | 10.60.61.73 | Gi0/13 | Md. Shamsul Islam
Yes | ICD | Main Building | Main Building | 3rd Floor | - | Rack-02 | VIVANCO | 15 | VSA.6615.01.10e | JAE26240472 | 4 | ICD-RACK-02-SW-01 | Switch | CISCO | C9200-24T-E | 10.60.61.73 | Gi0/14 | Spare
Yes | ICD | Main Building | Main Building | 3rd Floor | - | Rack-02 | VIVANCO | 15 | VSA.6615.01.10e | JAE26240472 | 4 | ICD-RACK-02-SW-01 | Switch | CISCO | C9200-24T-E | 10.60.61.73 | Gi0/15 | Conference Room Laptop
Yes | ICD | Main Building | Main Building | 3rd Floor | - | Rack-02 | VIVANCO | 15 | VSA.6615.01.10e | JAE26240472 | 4 | ICD-RACK-02-SW-01 | Switch | CISCO | C9200-24T-E | 10.60.61.73 | Gi0/16 | Conference Room Access Point
Yes | ICD | Main Building | Main Building | 3rd Floor | - | Rack-02 | VIVANCO | 15 | VSA.6615.01.10e | JAE26240472 | 4 | ICD-RACK-02-SW-01 | Switch | CISCO | C9200-24T-E | 10.60.61.73 | Gi0/17 | Spare
Yes | ICD | Main Building | Main Building | 3rd Floor | - | Rack-02 | VIVANCO | 15 | VSA.6615.01.10e | JAE26240472 | 4 | ICD-RACK-02-SW-01 | Switch | CISCO | C9200-24T-E | 10.60.61.73 | Gi0/18 | Not Used
Yes | ICD | Main Building | Main Building | 3rd Floor | - | Rack-02 | VIVANCO | 15 | VSA.6615.01.10e | JAE26240472 | 4 | ICD-RACK-02-SW-01 | Switch | CISCO | C9200-24T-E | 10.60.61.73 | Gi0/19 | Not Used
Yes | ICD | Main Building | Main Building | 3rd Floor | - | Rack-02 | VIVANCO | 15 | VSA.6615.01.10e | JAE26240472 | 4 | ICD-RACK-02-SW-01 | Switch | CISCO | C9200-24T-E | 10.60.61.73 | Gi0/20 | Not Used
Yes | ICD | Main Building | Main Building | 3rd Floor | - | Rack-02 | VIVANCO | 15 | VSA.6615.01.10e | JAE26240472 | 4 | ICD-RACK-02-SW-01 | Switch | CISCO | C9200-24T-E | 10.60.61.73 | Gi0/21 | Not Used
Yes | ICD | Main Building | Main Building | 3rd Floor | - | Rack-02 | VIVANCO | 15 | VSA.6615.01.10e | JAE26240472 | 4 | ICD-RACK-02-SW-01 | Switch | CISCO | C9200-24T-E | 10.60.61.73 | Gi0/22 | Not Used
Yes | ICD | Main Building | Main Building | 3rd Floor | - | Rack-02 | VIVANCO | 15 | VSA.6615.01.10e | JAE26240472 | 4 | ICD-RACK-02-SW-01 | Switch | CISCO | C9200-24T-E | 10.60.61.73 | Gi0/23 | Not Used
Yes | ICD | Main Building | Main Building | 3rd Floor | - | Rack-02 | VIVANCO | 15 | VSA.6615.01.10e | JAE26240472 | 4 | ICD-RACK-02-SW-01 | Switch | CISCO | C9200-24T-E | 10.60.61.73 | Gi0/24 | Not Used
Yes | ICD | South Kamalapur | Extension Building | 1st Floor | - | Rack-03 | VIVANCO | 15 | VSA.6615.01.10e | JAE26292NVJ | 4 | ICD-RACK-03-SW-01 | Switch | CISCO | C9200-24T-E | 10.60.61.74 | Gi0/1 | Sharmin Sultana
Yes | ICD | South Kamalapur | Extension Building | 1st Floor | - | Rack-03 | VIVANCO | 15 | VSA.6615.01.10e | JAE26292NVJ | 4 | ICD-RACK-03-SW-01 | Switch | CISCO | C9200-24T-E | 10.60.61.74 | Gi0/2 | Spare
Yes | ICD | South Kamalapur | Extension Building | 1st Floor | - | Rack-03 | VIVANCO | 15 | VSA.6615.01.10e | JAE26292NVJ | 4 | ICD-RACK-03-SW-01 | Switch | CISCO | C9200-24T-E | 10.60.61.74 | Gi0/3 | Md. Rafiqul Islam Khan
Yes | ICD | South Kamalapur | Extension Building | 1st Floor | - | Rack-03 | VIVANCO | 15 | VSA.6615.01.10e | JAE26292NVJ | 4 | ICD-RACK-03-SW-01 | Switch | CISCO | C9200-24T-E | 10.60.61.74 | Gi0/4 | Md. Enamul Haque
Yes | ICD | South Kamalapur | Extension Building | 1st Floor | - | Rack-03 | VIVANCO | 15 | VSA.6615.01.10e | JAE26292NVJ | 4 | ICD-RACK-03-SW-01 | Switch | CISCO | C9200-24T-E | 10.60.61.74 | Gi0/5 | SAMIR KUMAR SARKER
Yes | ICD | South Kamalapur | Extension Building | 1st Floor | - | Rack-03 | VIVANCO | 15 | VSA.6615.01.10e | JAE26292NVJ | 4 | ICD-RACK-03-SW-01 | Switch | CISCO | C9200-24T-E | 10.60.61.74 | Gi0/6 | Spare
Yes | ICD | South Kamalapur | Extension Building | 1st Floor | - | Rack-03 | VIVANCO | 15 | VSA.6615.01.10e | JAE26292NVJ | 4 | ICD-RACK-03-SW-01 | Switch | CISCO | C9200-24T-E | 10.60.61.74 | Gi0/7 | Md. Enamul Hasan
Yes | ICD | South Kamalapur | Extension Building | 1st Floor | - | Rack-03 | VIVANCO | 15 | VSA.6615.01.10e | JAE26292NVJ | 4 | ICD-RACK-03-SW-01 | Switch | CISCO | C9200-24T-E | 10.60.61.74 | Gi0/8 | Md. Lokman Hossain Chowdhury
Yes | ICD | South Kamalapur | Extension Building | 1st Floor | - | Rack-03 | VIVANCO | 15 | VSA.6615.01.10e | JAE26292NVJ | 4 | ICD-RACK-03-SW-01 | Switch | CISCO | C9200-24T-E | 10.60.61.74 | Gi0/9 | MD. SHAHADAT HOSSAIN
Yes | ICD | South Kamalapur | Extension Building | 1st Floor | - | Rack-03 | VIVANCO | 15 | VSA.6615.01.10e | JAE26292NVJ | 4 | ICD-RACK-03-SW-01 | Switch | CISCO | C9200-24T-E | 10.60.61.74 | Gi0/10 | Spare
Yes | ICD | South Kamalapur | Extension Building | 3rd Floor | - | Rack-03 | VIVANCO | 15 | VSA.6615.01.10e | JAE26292NVJ | 4 | ICD-RACK-03-SW-01 | Switch | CISCO | C9200-24T-E | 10.60.61.74 | Gi0/11 | Spare
Yes | ICD | South Kamalapur | Extension Building | 3rd Floor | - | Rack-03 | VIVANCO | 15 | VSA.6615.01.10e | JAE26292NVJ | 4 | ICD-RACK-03-SW-01 | Switch | CISCO | C9200-24T-E | 10.60.61.74 | Gi0/12 | Spare
Yes | ICD | South Kamalapur | Extension Building | 3rd Floor | - | Rack-03 | VIVANCO | 15 | VSA.6615.01.10e | JAE26292NVJ | 4 | ICD-RACK-03-SW-01 | Switch | CISCO | C9200-24T-E | 10.60.61.74 | Gi0/13 | Sayam Chowdhary
Yes | ICD | South Kamalapur | Extension Building | 3rd Floor | - | Rack-03 | VIVANCO | 15 | VSA.6615.01.10e | JAE26292NVJ | 4 | ICD-RACK-03-SW-01 | Switch | CISCO | C9200-24T-E | 10.60.61.74 | Gi0/14 | Belal Hossain
Yes | ICD | South Kamalapur | Extension Building | 4th Floor | - | Rack-03 | VIVANCO | 15 | VSA.6615.01.10e | JAE26292NVJ | 4 | ICD-RACK-03-SW-01 | Switch | CISCO | C9200-24T-E | 10.60.61.74 | Gi0/15 | Irfan Ahmed
Yes | ICD | South Kamalapur | Extension Building | 4th Floor | - | Rack-03 | VIVANCO | 15 | VSA.6615.01.10e | JAE26292NVJ | 4 | ICD-RACK-03-SW-01 | Switch | CISCO | C9200-24T-E | 10.60.61.74 | Gi0/16 | Spare
Yes | ICD | South Kamalapur | Extension Building | 3rd Floor | - | Rack-03 | VIVANCO | 15 | VSA.6615.01.10e | JAE26292NVJ | 4 | ICD-RACK-03-SW-01 | Switch | CISCO | C9200-24T-E | 10.60.61.74 | Gi0/17 | Spare
Yes | ICD | South Kamalapur | Extension Building | 3rd Floor | - | Rack-03 | VIVANCO | 15 | VSA.6615.01.10e | JAE26292NVJ | 4 | ICD-RACK-03-SW-01 | Switch | CISCO | C9200-24T-E | 10.60.61.74 | Gi0/18 | Spare
Yes | ICD | South Kamalapur | Extension Building | 5th Floor | - | Rack-03 | VIVANCO | 15 | VSA.6615.01.10e | JAE26292NVJ | 4 | ICD-RACK-03-SW-01 | Switch | CISCO | C9200-24T-E | 10.60.61.74 | Gi0/19 | Spare
Yes | ICD | South Kamalapur | Extension Building | 1st Floor | - | Rack-03 | VIVANCO | 15 | VSA.6615.01.10e | JAE26292NVJ | 4 | ICD-RACK-03-SW-01 | Switch | CISCO | C9200-24T-E | 10.60.61.74 | Gi0/20 | Not Used
Yes | ICD | South Kamalapur | Extension Building | 1st Floor | - | Rack-03 | VIVANCO | 15 | VSA.6615.01.10e | JAE26292NVJ | 4 | ICD-RACK-03-SW-01 | Switch | CISCO | C9200-24T-E | 10.60.61.74 | Gi0/21 | Not Used
Yes | ICD | South Kamalapur | Extension Building | 1st Floor | - | Rack-03 | VIVANCO | 15 | VSA.6615.01.10e | JAE26292NVJ | 4 | ICD-RACK-03-SW-01 | Switch | CISCO | C9200-24T-E | 10.60.61.74 | Gi0/22 | Not Used
Yes | ICD | South Kamalapur | Extension Building | 1st Floor | - | Rack-03 | VIVANCO | 15 | VSA.6615.01.10e | JAE26292NVJ | 4 | ICD-RACK-03-SW-01 | Switch | CISCO | C9200-24T-E | 10.60.61.74 | Gi0/23 | Not Used
Yes | ICD | South Kamalapur | Extension Building | 1st Floor | - | Rack-03 | VIVANCO | 15 | VSA.6615.01.10e | JAE26292NVJ | 4 | ICD-RACK-03-SW-01 | Switch | CISCO | C9200-24T-E | 10.60.61.74 | Gi0/24 | Not Used
Yes | ICD | Inside Port | Examinee Building | Ground Floor | - | Rack-04 | VIVANCO | 15 | VSA.6615.01.10e | JAE262409L5 | 4 | ICD-RACK-04-SW-01 | Switch | CISCO | C9200-24T-E | 10.60.61.75 | Gi0/1 | Mohammad Saifur Rahman
Yes | ICD | Inside Port | Examinee Building | Ground Floor | - | Rack-04 | VIVANCO | 15 | VSA.6615.01.10e | JAE262409L5 | 4 | ICD-RACK-04-SW-01 | Switch | CISCO | C9200-24T-E | 10.60.61.75 | Gi0/2 | Spare
Yes | ICD | Inside Port | Examinee Building | Ground Floor | - | Rack-04 | VIVANCO | 15 | VSA.6615.01.10e | JAE262409L5 | 4 | ICD-RACK-04-SW-01 | Switch | CISCO | C9200-24T-E | 10.60.61.75 | Gi0/3 | Spare
Yes | ICD | Inside Port | Examinee Building | Ground Floor | - | Rack-04 | VIVANCO | 15 | VSA.6615.01.10e | JAE262409L5 | 4 | ICD-RACK-04-SW-01 | Switch | CISCO | C9200-24T-E | 10.60.61.75 | Gi0/4 | Spare
Yes | ICD | Inside Port | Examinee Building | Ground Floor | - | Rack-04 | VIVANCO | 15 | VSA.6615.01.10e | JAE262409L5 | 4 | ICD-RACK-04-SW-01 | Switch | CISCO | C9200-24T-E | 10.60.61.75 | Gi0/5 | Common User
| ICD | Inside Port | Examinee Building | Ground Floor | - | Rack-04 | VIVANCO | 15 | VSA.6615.01.10e | JAE262409L5 | 4 | ICD-RACK-04-SW-01 | Switch | CISCO | C9200-24T-E | 10.60.61.75 | Gi0/6 | Spare
Yes | ICD | Inside Port | Examinee Building | Ground Floor | - | Rack-04 | VIVANCO | 15 | VSA.6615.01.10e | JAE262409L5 | 4 | ICD-RACK-04-SW-01 | Switch | CISCO | C9200-24T-E | 10.60.61.75 | Gi0/7 | Spare
Yes | ICD | Inside Port | Examinee Building | Ground Floor | - | Rack-04 | VIVANCO | 15 | VSA.6615.01.10e | JAE262409L5 | 4 | ICD-RACK-04-SW-01 | Switch | CISCO | C9200-24T-E | 10.60.61.75 | Gi0/8 | Spare
Yes | ICD | Inside Port | Examinee Building | Ground Floor | - | Rack-04 | VIVANCO | 15 | VSA.6615.01.10e | JAE262409L5 | 4 | ICD-RACK-04-SW-01 | Switch | CISCO | C9200-24T-E | 10.60.61.75 | Gi0/9 | Common User
Yes | ICD | Inside Port | Examinee Building | Ground Floor | - | Rack-04 | VIVANCO | 15 | VSA.6615.01.10e | JAE262409L5 | 4 | ICD-RACK-04-SW-01 | Switch | CISCO | C9200-24T-E | 10.60.61.75 | Gi0/10 | Spare
Yes | ICD | Inside Port | Examinee Building | Ground Floor | - | Rack-04 | VIVANCO | 15 | VSA.6615.01.10e | JAE262409L5 | 4 | ICD-RACK-04-SW-01 | Switch | CISCO | C9200-24T-E | 10.60.61.75 | Gi0/11 | Mala Akter
Yes | ICD | Inside Port | Examinee Building | Ground Floor | - | Rack-04 | VIVANCO | 15 | VSA.6615.01.10e | JAE262409L5 | 4 | ICD-RACK-04-SW-01 | Switch | CISCO | C9200-24T-E | 10.60.61.75 | Gi0/12 | Spare
Yes | ICD | Inside Port | Examinee Building | Ground Floor | - | Rack-04 | VIVANCO | 15 | VSA.6615.01.10e | JAE262409L5 | 4 | ICD-RACK-04-SW-01 | Switch | CISCO | C9200-24T-E | 10.60.61.75 | Gi0/13 | Spare
Yes | ICD | Inside Port | Examinee Building | Ground Floor | - | Rack-04 | VIVANCO | 15 | VSA.6615.01.10e | JAE262409L5 | 4 | ICD-RACK-04-SW-01 | Switch | CISCO | C9200-24T-E | 10.60.61.75 | Gi0/14 | Spare
Yes | ICD | Inside Port | Examinee Building | Ground Floor | - | Rack-04 | VIVANCO | 15 | VSA.6615.01.10e | JAE262409L5 | 4 | ICD-RACK-04-SW-01 | Switch | CISCO | C9200-24T-E | 10.60.61.75 | Gi0/15 | Zakir Hossain Chowdhury
Yes | ICD | Inside Port | Examinee Building | Ground Floor | - | Rack-04 | VIVANCO | 15 | VSA.6615.01.10e | JAE262409L5 | 4 | ICD-RACK-04-SW-01 | Switch | CISCO | C9200-24T-E | 10.60.61.75 | Gi0/16 | Spare
Yes | ICD | Inside Port | Examinee Building | Ground Floor | - | Rack-04 | VIVANCO | 15 | VSA.6615.01.10e | JAE262409L5 | 4 | ICD-RACK-04-SW-01 | Switch | CISCO | C9200-24T-E | 10.60.61.75 | Gi0/17 | Spare
Yes | ICD | Inside Port | Examinee Building | Ground Floor | - | Rack-04 | VIVANCO | 15 | VSA.6615.01.10e | JAE262409L5 | 4 | ICD-RACK-04-SW-01 | Switch | CISCO | C9200-24T-E | 10.60.61.75 | Gi0/18 | Common User
Yes | ICD | Inside Port | Examinee Building | Ground Floor | - | Rack-04 | VIVANCO | 15 | VSA.6615.01.10e | JAE262409L5 | 4 | ICD-RACK-04-SW-01 | Switch | CISCO | C9200-24T-E | 10.60.61.75 | Gi0/19 | Spare
Yes | ICD | Inside Port | Examinee Building | Ground Floor | - | Rack-04 | VIVANCO | 15 | VSA.6615.01.10e | JAE262409L5 | 4 | ICD-RACK-04-SW-01 | Switch | CISCO | C9200-24T-E | 10.60.61.75 | Gi0/20 | Monowara Begum
Yes | ICD | Inside Port | Examinee Building | Ground Floor | - | Rack-04 | VIVANCO | 15 | VSA.6615.01.10e | JAE262409L5 | 4 | ICD-RACK-04-SW-01 | Switch | CISCO | C9200-24T-E | 10.60.61.75 | Gi0/21 | Spare
Yes | ICD | Inside Port | Examinee Building | Ground Floor | - | Rack-04 | VIVANCO | 15 | VSA.6615.01.10e | JAE262409L5 | 4 | ICD-RACK-04-SW-01 | Switch | CISCO | C9200-24T-E | 10.60.61.75 | Gi0/22 | Common User
Yes | ICD | Inside Port | Examinee Building | Ground Floor | - | Rack-04 | VIVANCO | 15 | VSA.6615.01.10e | JAE262409L5 | 4 | ICD-RACK-04-SW-01 | Switch | CISCO | C9200-24T-E | 10.60.61.75 | Gi0/23 | Spare
Yes | ICD | Inside Port | Examinee Building | Ground Floor | - | Rack-04 | VIVANCO | 15 | VSA.6615.01.10e | JAE262409L5 | 4 | ICD-RACK-04-SW-01 | Switch | CISCO | C9200-24T-E | 10.60.61.75 | Gi0/24 | ICD-RACK-04-SW-02
Yes | ICD | Inside Port | Examinee Building | Ground Floor | - | Rack-04 | VIVANCO | 15 | VSA.6615.01.10e | PSZ26201PTQ | 7 | ICD-RACK-04-SW-02 | Switch | CISCO | C1000-8FP-E-2G-L | 10.60.61.76 | Gi0/1 | Spare
Yes | ICD | Inside Port | Examinee Building | Ground Floor | - | Rack-04 | VIVANCO | 15 | VSA.6615.01.10e | PSZ26201PTQ | 7 | ICD-RACK-04-SW-02 | Switch | CISCO | C1000-8FP-E-2G-L | 10.60.61.76 | Gi0/2 | Spare
Yes | ICD | Inside Port | Examinee Building | Ground Floor | - | Rack-04 | VIVANCO | 15 | VSA.6615.01.10e | PSZ26201PTQ | 7 | ICD-RACK-04-SW-02 | Switch | CISCO | C1000-8FP-E-2G-L | 10.60.61.76 | Gi0/3 | Spare
Yes | ICD | Inside Port | Examinee Building | Ground Floor | - | Rack-04 | VIVANCO | 15 | VSA.6615.01.10e | PSZ26201PTQ | 7 | ICD-RACK-04-SW-02 | Switch | CISCO | C1000-8FP-E-2G-L | 10.60.61.76 | Gi0/4 | Spare
Yes | ICD | Inside Port | Examinee Building | Ground Floor | - | Rack-04 | VIVANCO | 15 | VSA.6615.01.10e | PSZ26201PTQ | 7 | ICD-RACK-04-SW-02 | Switch | CISCO | C1000-8FP-E-2G-L | 10.60.61.76 | Gi0/5 | Spare
Yes | ICD | Inside Port | Examinee Building | Ground Floor | - | Rack-04 | VIVANCO | 15 | VSA.6615.01.10e | PSZ26201PTQ | 7 | ICD-RACK-04-SW-02 | Switch | CISCO | C1000-8FP-E-2G-L | 10.60.61.76 | Gi0/6 | Spare
Yes | ICD | Inside Port | Examinee Building | Ground Floor | - | Rack-04 | VIVANCO | 15 | VSA.6615.01.10e | PSZ26201PTQ | 7 | ICD-RACK-04-SW-02 | Switch | CISCO | C1000-8FP-E-2G-L | 10.60.61.76 | Gi0/7 | Not Used
Yes | ICD | Inside Port | Examinee Building | Ground Floor | - | Rack-04 | VIVANCO | 15 | VSA.6615.01.10e | PSZ26201PTQ | 7 | ICD-RACK-04-SW-02 | Switch | CISCO | C1000-8FP-E-2G-L | 10.60.61.76 | Gi0/8 | ICD-RACK-04-SW-01
Yes | ICD | Inside Port | Exit Gate | Ground Floor | - | Rack-05 | VIVANCO | 15 | VSA.6615.01.10e | PSZ26201PF0 | 4 | ICD-RACK-05-SW-01 | Switch | CISCO | C1000-8FP-E-2G-L | 10.60.61.77 | Gi0/1 | Random User
Yes | ICD | Inside Port | Exit Gate | Ground Floor | - | Rack-05 | VIVANCO | 15 | VSA.6615.01.10e | PSZ26201PF0 | 4 | ICD-RACK-05-SW-01 | Switch | CISCO | C1000-8FP-E-2G-L | 10.60.61.77 | Gi0/2 | Spare
Yes | ICD | Inside Port | Exit Gate | Ground Floor | - | Rack-05 | VIVANCO | 15 | VSA.6615.01.10e | PSZ26201PF0 | 4 | ICD-RACK-05-SW-01 | Switch | CISCO | C1000-8FP-E-2G-L | 10.60.61.77 | Gi0/3 | Weight Scale
Yes | ICD | Inside Port | Exit Gate | Ground Floor | - | Rack-05 | VIVANCO | 15 | VSA.6615.01.10e | PSZ26201PF0 | 4 | ICD-RACK-05-SW-01 | Switch | CISCO | C1000-8FP-E-2G-L | 10.60.61.77 | Gi0/4 | Weight Scale
Yes | ICD | Inside Port | Exit Gate | Ground Floor | - | Rack-05 | VIVANCO | 15 | VSA.6615.01.10e | PSZ26201PF0 | 4 | ICD-RACK-05-SW-01 | Switch | CISCO | C1000-8FP-E-2G-L | 10.60.61.77 | Gi0/5 | Not Used
Yes | ICD | Inside Port | Exit Gate | Ground Floor | - | Rack-05 | VIVANCO | 15 | VSA.6615.01.10e | PSZ26201PF0 | 4 | ICD-RACK-05-SW-01 | Switch | CISCO | C1000-8FP-E-2G-L | 10.60.61.77 | Gi0/6 | Not Used
Yes | ICD | Inside Port | Exit Gate | Ground Floor | - | Rack-05 | VIVANCO | 15 | VSA.6615.01.10e | PSZ26201PF0 | 4 | ICD-RACK-05-SW-01 | Switch | CISCO | C1000-8FP-E-2G-L | 10.60.61.77 | Gi0/7 | Not Used
Yes | ICD | Inside Port | Exit Gate | Ground Floor | - | Rack-05 | VIVANCO | 15 | VSA.6615.01.10e | PSZ26201PF0 | 4 | ICD-RACK-05-SW-01 | Switch | CISCO | C1000-8FP-E-2G-L | 10.60.61.77 | Gi0/8 | Not Used

## structure-icd_moduler
include | house | area | building | floor | room | rack | rack-make | rack-u-count | rack-model | tag | rack-position | name | type | make | model | Mgmt IP | Service IP | OS
Yes | ICD | Modular Data Center | Main Building | 1st Floor | - | Left2 | VARICOM | 42 | X7S-6242-RGB-B | WZP25370ULP | 19-20 | Addtional Active Directory | Server | Cisco | UCS C240 M5SX | 10.60.53.38 | 172.21.104.38 | Windows Server
Yes | ICD | Modular Data Center | Main Building | 1st Floor | - | Left2 | VARICOM | 42 | X7S-6242-RGB-B | WZP25370ULY | 22-23 | NMS | Server | Cisco | UCS C240 M5SX | 10.60.53.39 | 10.60.53.40 | ESXi

## structure-bch
include | house | area | building | floor | room | rack | rack-make | rack-u-count | rack-model | tag | rack-position | name | type | make | model | Mgmt IP | port | link
Yes | BCH | Modular Data Center | Benapole Customs New Building | 4th Floor | Data Center | Left-3 | VARICOM | 42 | X7S-6242-RGB-B | FOC2443L00U | 20 | BCH_CORE_SW-1 | switch | CISCO | C9300-24T | 10.60.56.28 | - | -
Yes | BCH | Modular Data Center | Benapole Customs New Building | 4th Floor | Data Center | Left-3 | VARICOM | 42 | X7S-6242-RGB-B | FOC2442LFSX | 18 | BCH_CORE_SW-2 | switch | CISCO | C9300-24T | 10.60.56.29 | - | -
Yes | BCH | Modular Data Center | Benapole Customs New Building | 4th Floor | Data Center | Left-3 | VARICOM | 42 | X7S-6242-RGB-B | FGL2444LHF0 | 28 | BCH_WAN_RT-01 | router | CISCO | ISR4431-DNA | 10.60.56.41 | - | -
Yes | BCH | Modular Data Center | Benapole Customs New Building | 4th Floor | Data Center | Left-3 | VARICOM | 42 | X7S-6242-RGB-B | FGL2444LHE2 | 26 | BCH_WAN_RT-02 | router | CISCO | ISR4431-DNA | 10.60.56.42 | - | -
Yes | BCH | Modular Data Center | Benapole Customs New Building | 4th Floor | Data Center | Left-3 | VARICOM | 42 | X7S-6242-RGB-B | JMX2445Z08R | 24 | BCH_FW_01 | firewall | CISCO | FPR-2120-K9 | 10.60.56.12 | - | -
Yes | BCH | Modular Data Center | Benapole Customs New Building | 4th Floor | Data Center | Left-3 | VARICOM | 42 | X7S-6242-RGB-B | JMX2445Z08T | 22 | BCH_FW_02 | firewall | CISCO | FPR-2120-K9 | 10.60.56.13 | - | -
Yes | BCH | Modular Data Center | Benapole Customs New Building | 4th Floor | Data Center | Left-3 | VARICOM | 42 | X7S-6242-RGB-B | FOC2009Z2F9 | 41 | BCH-SERVER -FARM-SW | switch | CISCO | C2960-24TC | 10.60.60.69 | Fa0/1 | AD-Server-CIMC
Yes | BCH | Modular Data Center | Benapole Customs New Building | 4th Floor | Data Center | Left-3 | VARICOM | 42 | X7S-6242-RGB-B | FOC2009Z2F9 | 41 | BCH-SERVER -FARM-SW | switch | CISCO | C2960-24TC | 10.60.60.69 | Fa0/2 | NMS-Server-CIMC
Yes | BCH | Modular Data Center | Benapole Customs New Building | 4th Floor | Data Center | Left-3 | VARICOM | 42 | X7S-6242-RGB-B | FOC2009Z2F9 | 41 | BCH-SERVER -FARM-SW | switch | CISCO | C2960-24TC | 10.60.60.69 | Fa0/3 | AD-Server
Yes | BCH | Modular Data Center | Benapole Customs New Building | 4th Floor | Data Center | Left-3 | VARICOM | 42 | X7S-6242-RGB-B | FOC2009Z2F9 | 41 | BCH-SERVER -FARM-SW | switch | CISCO | C2960-24TC | 10.60.60.69 | Fa0/4 | AD-Server
Yes | BCH | Modular Data Center | Benapole Customs New Building | 4th Floor | Data Center | Left-3 | VARICOM | 42 | X7S-6242-RGB-B | FOC2009Z2F9 | 41 | BCH-SERVER -FARM-SW | switch | CISCO | C2960-24TC | 10.60.60.69 | Fa0/5 | AD-Server
Yes | BCH | Modular Data Center | Benapole Customs New Building | 4th Floor | Data Center | Left-3 | VARICOM | 42 | X7S-6242-RGB-B | FOC2009Z2F9 | 41 | BCH-SERVER -FARM-SW | switch | CISCO | C2960-24TC | 10.60.60.69 | Fa0/6 | NMS-Server
Yes | BCH | Modular Data Center | Benapole Customs New Building | 4th Floor | Data Center | Left-3 | VARICOM | 42 | X7S-6242-RGB-B | FOC2009Z2F9 | 41 | BCH-SERVER -FARM-SW | switch | CISCO | C2960-24TC | 10.60.60.69 | Fa0/7 | NMS-Server
Yes | BCH | Modular Data Center | Benapole Customs New Building | 4th Floor | Data Center | Left-3 | VARICOM | 42 | X7S-6242-RGB-B | FOC2009Z2F9 | 41 | BCH-SERVER -FARM-SW | switch | CISCO | C2960-24TC | 10.60.60.69 | Fa0/8 | NMS-Server
Yes | BCH | Modular Data Center | Benapole Customs New Building | 4th Floor | Data Center | Left-3 | VARICOM | 42 | X7S-6242-RGB-B | FOC2009Z2F9 | 41 | BCH-SERVER -FARM-SW | switch | CISCO | C2960-24TC | 10.60.60.69 | Fa0/9 | NMS-Server
Yes | BCH | Modular Data Center | Benapole Customs New Building | 4th Floor | Data Center | Left-3 | VARICOM | 42 | X7S-6242-RGB-B | FOC2009Z2F9 | 41 | BCH-SERVER -FARM-SW | switch | CISCO | C2960-24TC | 10.60.60.69 | Fa0/10 | NMS-Server
Yes | BCH | Modular Data Center | Benapole Customs New Building | 4th Floor | Data Center | Left-3 | VARICOM | 42 | X7S-6242-RGB-B | FOC2009Z2F9 | 41 | BCH-SERVER -FARM-SW | switch | CISCO | C2960-24TC | 10.60.60.69 | Fa0/11 | NMS-Server
Yes | BCH | Modular Data Center | Benapole Customs New Building | 4th Floor | Data Center | Left-3 | VARICOM | 42 | X7S-6242-RGB-B | FOC2009Z2F9 | 41 | BCH-SERVER -FARM-SW | switch | CISCO | C2960-24TC | 10.60.60.69 | Fa0/12 | N/A
Yes | BCH | Modular Data Center | Benapole Customs New Building | 4th Floor | Data Center | Left-3 | VARICOM | 42 | X7S-6242-RGB-B | FOC2009Z2F9 | 41 | BCH-SERVER -FARM-SW | switch | CISCO | C2960-24TC | 10.60.60.69 | Fa0/13 | N/A
Yes | BCH | Modular Data Center | Benapole Customs New Building | 4th Floor | Data Center | Left-3 | VARICOM | 42 | X7S-6242-RGB-B | FOC2009Z2F9 | 41 | BCH-SERVER -FARM-SW | switch | CISCO | C2960-24TC | 10.60.60.69 | Fa0/14 | N/A
Yes | BCH | Modular Data Center | Benapole Customs New Building | 4th Floor | Data Center | Left-3 | VARICOM | 42 | X7S-6242-RGB-B | FOC2009Z2F9 | 41 | BCH-SERVER -FARM-SW | switch | CISCO | C2960-24TC | 10.60.60.69 | Fa0/15 | N/A
Yes | BCH | Modular Data Center | Benapole Customs New Building | 4th Floor | Data Center | Left-3 | VARICOM | 42 | X7S-6242-RGB-B | FOC2009Z2F9 | 41 | BCH-SERVER -FARM-SW | switch | CISCO | C2960-24TC | 10.60.60.69 | Fa0/16 | N/A
Yes | BCH | Modular Data Center | Benapole Customs New Building | 4th Floor | Data Center | Left-3 | VARICOM | 42 | X7S-6242-RGB-B | FOC2009Z2F9 | 41 | BCH-SERVER -FARM-SW | switch | CISCO | C2960-24TC | 10.60.60.69 | Fa0/17 | N/A
Yes | BCH | Modular Data Center | Benapole Customs New Building | 4th Floor | Data Center | Left-3 | VARICOM | 42 | X7S-6242-RGB-B | FOC2009Z2F9 | 41 | BCH-SERVER -FARM-SW | switch | CISCO | C2960-24TC | 10.60.60.69 | Fa0/18 | N/A
Yes | BCH | Modular Data Center | Benapole Customs New Building | 4th Floor | Data Center | Left-3 | VARICOM | 42 | X7S-6242-RGB-B | FOC2009Z2F9 | 41 | BCH-SERVER -FARM-SW | switch | CISCO | C2960-24TC | 10.60.60.69 | Fa0/19 | N/A
Yes | BCH | Modular Data Center | Benapole Customs New Building | 4th Floor | Data Center | Left-3 | VARICOM | 42 | X7S-6242-RGB-B | FOC2009Z2F9 | 41 | BCH-SERVER -FARM-SW | switch | CISCO | C2960-24TC | 10.60.60.69 | Fa0/20 | N/A
Yes | BCH | Modular Data Center | Benapole Customs New Building | 4th Floor | Data Center | Left-3 | VARICOM | 42 | X7S-6242-RGB-B | FOC2009Z2F9 | 41 | BCH-SERVER -FARM-SW | switch | CISCO | C2960-24TC | 10.60.60.69 | Fa0/21 | N/A
Yes | BCH | Modular Data Center | Benapole Customs New Building | 4th Floor | Data Center | Left-3 | VARICOM | 42 | X7S-6242-RGB-B | FOC2009Z2F9 | 41 | BCH-SERVER -FARM-SW | switch | CISCO | C2960-24TC | 10.60.60.69 | Fa0/22 | N/A
Yes | BCH | Modular Data Center | Benapole Customs New Building | 4th Floor | Data Center | Left-3 | VARICOM | 42 | X7S-6242-RGB-B | FOC2009Z2F9 | 41 | BCH-SERVER -FARM-SW | switch | CISCO | C2960-24TC | 10.60.60.69 | Fa0/23 | N/A
Yes | BCH | Modular Data Center | Benapole Customs New Building | 4th Floor | Data Center | Left-3 | VARICOM | 42 | X7S-6242-RGB-B | FOC2009Z2F9 | 41 | BCH-SERVER -FARM-SW | switch | CISCO | C2960-24TC | 10.60.60.69 | Fa0/24 | N/A
Yes | BCH | Modular Data Center | Benapole Customs New Building | 4th Floor | Data Center | Left-3 | VARICOM | 42 | X7S-6242-RGB-B | FOC2009Z2F9 | 41 | BCH-SERVER -FARM-SW | switch | CISCO | C2960-24TC | 10.60.60.69 | Gi0/1 | Core-Switch
Yes | BCH | Modular Data Center | Benapole Customs New Building | 4th Floor | Data Center | Left-3 | VARICOM | 42 | X7S-6242-RGB-B | FOC2009Z2F9 | 41 | BCH-SERVER -FARM-SW | switch | CISCO | C2960-24TC | 10.60.60.69 | Gi0/2 | Core-Switch
Yes | BCH | Modular Data Center | Benapole Customs New Building | 4th Floor | Data Center | Left-2 | VARICOM | 42 | X7S-6242-RGB-B | X45007K3TVGDX66 | 20 | BCH-INT-FW-01 | firewall | Sophos | XGS4500 | 10.60.60.63 | PortF1 | BCH-CORE-SW-01 Te1/0/35
Yes | BCH | Modular Data Center | Benapole Customs New Building | 4th Floor | Data Center | Left-2 | VARICOM | 42 | X7S-6242-RGB-B | X45007K3TVGDX66 | 20 | BCH-INT-FW-01 | firewall | Sophos | XGS4500 | 10.60.60.63 | PortF2 | BCH-CORE-SW-02 Te2/0/35
Yes | BCH | Modular Data Center | Benapole Customs New Building | 4th Floor | Data Center | Left-2 | VARICOM | 42 | X7S-6242-RGB-B | X45007K3TVGDX66 | 20 | BCH-INT-FW-01 | firewall | Sophos | XGS4500 | 10.60.60.63 | LAG.953 | N/A
Yes | BCH | Modular Data Center | Benapole Customs New Building | 4th Floor | Data Center | Left-2 | VARICOM | 42 | X7S-6242-RGB-B | X45007K3TVGDX66 | 20 | BCH-INT-FW-01 | firewall | Sophos | XGS4500 | 10.60.60.63 | LAG.951 | N/A
Yes | BCH | Modular Data Center | Benapole Customs New Building | 4th Floor | Data Center | Left-2 | VARICOM | 42 | X7S-6242-RGB-B | X45007K3TVGDX66 | 20 | BCH-INT-FW-01 | firewall | Sophos | XGS4500 | 10.60.60.63 | Port 1 | BCH-SERVER-FARM-SW Port-21
Yes | BCH | Modular Data Center | Benapole Customs New Building | 4th Floor | Data Center | Left-2 | VARICOM | 42 | X7S-6242-RGB-B | X45007K3TVGDX66 | 20 | BCH-INT-FW-01 | firewall | Sophos | XGS4500 | 10.60.60.63 | Port1.592 | N/A
Yes | BCH | Modular Data Center | Benapole Customs New Building | 4th Floor | Data Center | Left-2 | VARICOM | 42 | X7S-6242-RGB-B | X45007K3TVGDX66 | 20 | BCH-INT-FW-01 | firewall | Sophos | XGS4500 | 10.60.60.63 | Port 2 | BCH-WAN-SW
Yes | BCH | Modular Data Center | Benapole Customs New Building | 4th Floor | Data Center | Left-2 | VARICOM | 42 | X7S-6242-RGB-B | X45007K3TVGDX66 | 20 | BCH-INT-FW-01 | firewall | Sophos | XGS4500 | 10.60.60.63 | Port 8 | BCH-INT-FW-02
Yes | BCH | Modular Data Center | Benapole Customs New Building | 4th Floor | Data Center | Left-2 | VARICOM | 42 | X7S-6242-RGB-B | X45007K3TVGDX66 | 20 | BCH-INT-FW-01 | firewall | Sophos | XGS4500 | 10.60.60.63 | MGMT | BCH-CCTV-SW
Yes | BCH | Modular Data Center | Benapole Customs New Building | 4th Floor | Data Center | Left-2 | VARICOM | 42 | X7S-6242-RGB-B | X45007K7C6GCF70 | 18 | BCH-INT-FW-02 | firewall | Sophos | XGS4500 | 10.60.60.64 | PortF1 | BCH-CORE-SW-01 Te1/0/36
Yes | BCH | Modular Data Center | Benapole Customs New Building | 4th Floor | Data Center | Left-2 | VARICOM | 42 | X7S-6242-RGB-B | X45007K7C6GCF70 | 18 | BCH-INT-FW-02 | firewall | Sophos | XGS4500 | 10.60.60.64 | PortF2 | BCH-CORE-SW-02 Te2/0/36
Yes | BCH | Modular Data Center | Benapole Customs New Building | 4th Floor | Data Center | Left-2 | VARICOM | 42 | X7S-6242-RGB-B | X45007K7C6GCF70 | 18 | BCH-INT-FW-02 | firewall | Sophos | XGS4500 | 10.60.60.64 | LAG.953 | N/A
Yes | BCH | Modular Data Center | Benapole Customs New Building | 4th Floor | Data Center | Left-2 | VARICOM | 42 | X7S-6242-RGB-B | X45007K7C6GCF70 | 18 | BCH-INT-FW-02 | firewall | Sophos | XGS4500 | 10.60.60.64 | LAG.951 | N/A
Yes | BCH | Modular Data Center | Benapole Customs New Building | 4th Floor | Data Center | Left-2 | VARICOM | 42 | X7S-6242-RGB-B | X45007K7C6GCF70 | 18 | BCH-INT-FW-02 | firewall | Sophos | XGS4500 | 10.60.60.64 | Port 1 | BCH-SERVER-FARM-SW Port-22
Yes | BCH | Modular Data Center | Benapole Customs New Building | 4th Floor | Data Center | Left-2 | VARICOM | 42 | X7S-6242-RGB-B | X45007K7C6GCF70 | 18 | BCH-INT-FW-02 | firewall | Sophos | XGS4500 | 10.60.60.64 | Port1.592 | N/A
Yes | BCH | Modular Data Center | Benapole Customs New Building | 4th Floor | Data Center | Left-2 | VARICOM | 42 | X7S-6242-RGB-B | X45007K7C6GCF70 | 18 | BCH-INT-FW-02 | firewall | Sophos | XGS4500 | 10.60.60.64 | Port 2 | BCH-WAN-SW
Yes | BCH | Modular Data Center | Benapole Customs New Building | 4th Floor | Data Center | Left-2 | VARICOM | 42 | X7S-6242-RGB-B | X45007K7C6GCF70 | 18 | BCH-INT-FW-02 | firewall | Sophos | XGS4500 | 10.60.60.64 | Port 8 | BCH-INT-FW-02
Yes | BCH | Modular Data Center | Benapole Customs New Building | 4th Floor | Data Center | Left-2 | VARICOM | 42 | X7S-6242-RGB-B | X45007K7C6GCF70 | 18 | BCH-INT-FW-02 | firewall | Sophos | XGS4500 | 10.60.60.64 | MGMT | BCH-CCTV-SW
Yes | BCH | Modular Data Center | Benapole Customs New Building | 4th Floor | Data Center | Left-2 | VARICOM | 42 | X7S-6242-RGB-B | FGL2630LVAB | 24 | BCH-INT-RTR-01 | router | CISCO | ISR4431-DNA | 10.60.60.61 | Gi0/0/0 | Connected to ISP-1
Yes | BCH | Modular Data Center | Benapole Customs New Building | 4th Floor | Data Center | Left-2 | VARICOM | 42 | X7S-6242-RGB-B | FGL2630LVAB | 24 | BCH-INT-RTR-01 | router | CISCO | ISR4431-DNA | 10.60.60.61 | Gi0/0/1 | BCH-INT-RTR-02 Gi0/0/1
Yes | BCH | Modular Data Center | Benapole Customs New Building | 4th Floor | Data Center | Left-2 | VARICOM | 42 | X7S-6242-RGB-B | FGL2630LVAB | 24 | BCH-INT-RTR-01 | router | CISCO | ISR4431-DNA | 10.60.60.61 | Gi0/1/0 | BCH-CORE-SW-01 Te1/0/33
Yes | BCH | Modular Data Center | Benapole Customs New Building | 4th Floor | Data Center | Left-2 | VARICOM | 42 | X7S-6242-RGB-B | FGL2630LVAB | 24 | BCH-INT-RTR-01 | router | CISCO | ISR4431-DNA | 10.60.60.61 | Gi0/1/1 | BCH-CORE-SW-02 Te2/0/33
Yes | BCH | Modular Data Center | Benapole Customs New Building | 4th Floor | Data Center | Left-2 | VARICOM | 42 | X7S-6242-RGB-B | FGL2630LVAB | 24 | BCH-INT-RTR-01 | router | CISCO | ISR4431-DNA | 10.60.60.61 | Port channel1.951 | Connected to BCH Internet Firewall
Yes | BCH | Modular Data Center | Benapole Customs New Building | 4th Floor | Data Center | Left-2 | VARICOM | 42 | X7S-6242-RGB-B | FGL2630LVAB | 24 | BCH-INT-RTR-01 | router | CISCO | ISR4431-DNA | 10.60.60.61 | Gi0 | Management
Yes | BCH | Modular Data Center | Benapole Customs New Building | 4th Floor | Data Center | Left-2 | VARICOM | 42 | X7S-6242-RGB-B | FGL2630LUDG | 22 | BCH-INT-RTR-02 | router | CISCO | ISR4431-DNA | 10.60.60.62 | Gi0/0/0 | Connected to ISP-2
Yes | BCH | Modular Data Center | Benapole Customs New Building | 4th Floor | Data Center | Left-2 | VARICOM | 42 | X7S-6242-RGB-B | FGL2630LUDG | 22 | BCH-INT-RTR-02 | router | CISCO | ISR4431-DNA | 10.60.60.62 | Gi0/0/1 | BCH-INT-RTR-01 Gi0/0/1
Yes | BCH | Modular Data Center | Benapole Customs New Building | 4th Floor | Data Center | Left-2 | VARICOM | 42 | X7S-6242-RGB-B | FGL2630LUDG | 22 | BCH-INT-RTR-02 | router | CISCO | ISR4431-DNA | 10.60.60.62 | Gi0/1/0 | BCH-CORE-SW-01 Te1/0/34
Yes | BCH | Modular Data Center | Benapole Customs New Building | 4th Floor | Data Center | Left-2 | VARICOM | 42 | X7S-6242-RGB-B | FGL2630LUDG | 22 | BCH-INT-RTR-02 | router | CISCO | ISR4431-DNA | 10.60.60.62 | Gi0/1/1 | BCH-CORE-SW-02 Te2/0/34
Yes | BCH | Modular Data Center | Benapole Customs New Building | 4th Floor | Data Center | Left-2 | VARICOM | 42 | X7S-6242-RGB-B | FGL2630LUDG | 22 | BCH-INT-RTR-02 | router | CISCO | ISR4431-DNA | 10.60.60.62 | Port channel1.951 | Connected to BCH Internet Firewall
Yes | BCH | Modular Data Center | Benapole Customs New Building | 4th Floor | Data Center | Left-2 | VARICOM | 42 | X7S-6242-RGB-B | FGL2630LUDG | 22 | BCH-INT-RTR-02 | router | CISCO | ISR4431-DNA | 10.60.60.62 | Gi0 | Management
Yes | BCH | Modular Data Center | Benapole Customs New Building | 4th Floor | Data Center | Left-2 | VARICOM | 42 | X7S-6242-RGB-B | FOC2551Y3EJ | 28 | BCH-CORE-SW-01 | switch | CISCO | C9500-40X-A | 10.60.60.1 | Te1/0/1 | BCH-RACK-01-ACC-SW-01 Interface Te0/25
Yes | BCH | Modular Data Center | Benapole Customs New Building | 4th Floor | Data Center | Left-2 | VARICOM | 42 | X7S-6242-RGB-B | FOC2551Y3EJ | 28 | BCH-CORE-SW-01 | switch | CISCO | C9500-40X-A | 10.60.60.1 | Te1/0/2 | BCH-RACK-02-ACC-SW-01 Interface Te0/25
Yes | BCH | Modular Data Center | Benapole Customs New Building | 4th Floor | Data Center | Left-2 | VARICOM | 42 | X7S-6242-RGB-B | FOC2551Y3EJ | 28 | BCH-CORE-SW-01 | switch | CISCO | C9500-40X-A | 10.60.60.1 | Te1/0/3 | BCH-RACK-03-ACC-SW-01 Interface Gi0/9
Yes | BCH | Modular Data Center | Benapole Customs New Building | 4th Floor | Data Center | Left-2 | VARICOM | 42 | X7S-6242-RGB-B | FOC2551Y3EJ | 28 | BCH-CORE-SW-01 | switch | CISCO | C9500-40X-A | 10.60.60.1 | Te1/0/4 | BCH-RACK-04-ACC-SW-01 Interface Gi0/9
Yes | BCH | Modular Data Center | Benapole Customs New Building | 4th Floor | Data Center | Left-2 | VARICOM | 42 | X7S-6242-RGB-B | FOC2551Y3EJ | 28 | BCH-CORE-SW-01 | switch | CISCO | C9500-40X-A | 10.60.60.1 | Te1/0/5 | BCH-RACK-05-ACC-SW-01 Interface Gi0/9
Yes | BCH | Modular Data Center | Benapole Customs New Building | 4th Floor | Data Center | Left-2 | VARICOM | 42 | X7S-6242-RGB-B | FOC2551Y3EJ | 28 | BCH-CORE-SW-01 | switch | CISCO | C9500-40X-A | 10.60.60.1 | Te1/0/6 | BCH-RACK-06-ACC-SW-01 Interface Te0/25
Yes | BCH | Modular Data Center | Benapole Customs New Building | 4th Floor | Data Center | Left-2 | VARICOM | 42 | X7S-6242-RGB-B | FOC2551Y3EJ | 28 | BCH-CORE-SW-01 | switch | CISCO | C9500-40X-A | 10.60.60.1 | Te1/0/7 | BCH-RACK-07-ACC-SW-01 Interface Gi0/9
Yes | BCH | Modular Data Center | Benapole Customs New Building | 4th Floor | Data Center | Left-2 | VARICOM | 42 | X7S-6242-RGB-B | FOC2551Y3EJ | 28 | BCH-CORE-SW-01 | switch | CISCO | C9500-40X-A | 10.60.60.1 | Te1/0/8 | BCH-RACK-08-ACC-SW-01 Interface Te0/49
Yes | BCH | Modular Data Center | Benapole Customs New Building | 4th Floor | Data Center | Left-2 | VARICOM | 42 | X7S-6242-RGB-B | FOC2551Y3EJ | 28 | BCH-CORE-SW-01 | switch | CISCO | C9500-40X-A | 10.60.60.1 | Te1/0/9 | BCH-RACK-09-ACC-SW-01 Interface Te0/25
Yes | BCH | Modular Data Center | Benapole Customs New Building | 4th Floor | Data Center | Left-2 | VARICOM | 42 | X7S-6242-RGB-B | FOC2551Y3EJ | 28 | BCH-CORE-SW-01 | switch | CISCO | C9500-40X-A | 10.60.60.1 | Te1/0/10 | BCH-RACK-10-ACC-SW-01 Interface Gi0/9
Yes | BCH | Modular Data Center | Benapole Customs New Building | 4th Floor | Data Center | Left-2 | VARICOM | 42 | X7S-6242-RGB-B | FOC2551Y3EJ | 28 | BCH-CORE-SW-01 | switch | CISCO | C9500-40X-A | 10.60.60.1 | Te1/0/11 | BCH-RACK-11-ACC-SW-01 Interface Gi0/9
Yes | BCH | Modular Data Center | Benapole Customs New Building | 4th Floor | Data Center | Left-2 | VARICOM | 42 | X7S-6242-RGB-B | FOC2551Y3EJ | 28 | BCH-CORE-SW-01 | switch | CISCO | C9500-40X-A | 10.60.60.1 | Te1/0/12 | BCH-RACK-12-ACC-SW-01 Interface Gi0/9
Yes | BCH | Modular Data Center | Benapole Customs New Building | 4th Floor | Data Center | Left-2 | VARICOM | 42 | X7S-6242-RGB-B | FOC2551Y3EJ | 28 | BCH-CORE-SW-01 | switch | CISCO | C9500-40X-A | 10.60.60.1 | Te1/0/13 | BCH-RACK-13-ACC-SW-01 Interface Gi0/9
Yes | BCH | Modular Data Center | Benapole Customs New Building | 4th Floor | Data Center | Left-2 | VARICOM | 42 | X7S-6242-RGB-B | FOC2551Y3EJ | 28 | BCH-CORE-SW-01 | switch | CISCO | C9500-40X-A | 10.60.60.1 | Te1/0/14 | BCH-RACK-14-ACC-SW-01 Interface Te0/25
Yes | BCH | Modular Data Center | Benapole Customs New Building | 4th Floor | Data Center | Left-2 | VARICOM | 42 | X7S-6242-RGB-B | FOC2551Y3EJ | 28 | BCH-CORE-SW-01 | switch | CISCO | C9500-40X-A | 10.60.60.1 | Te1/0/15 | BCH-RACK-15-ACC-SW-01 Interface Gi0/9
Yes | BCH | Modular Data Center | Benapole Customs New Building | 4th Floor | Data Center | Left-2 | VARICOM | 42 | X7S-6242-RGB-B | FOC2551Y3EJ | 28 | BCH-CORE-SW-01 | switch | CISCO | C9500-40X-A | 10.60.60.1 | Te1/0/16 | BCH-RACK-16-ACC-SW-01 Interface Gi0/9
Yes | BCH | Modular Data Center | Benapole Customs New Building | 4th Floor | Data Center | Left-2 | VARICOM | 42 | X7S-6242-RGB-B | FOC2551Y3EJ | 28 | BCH-CORE-SW-01 | switch | CISCO | C9500-40X-A | 10.60.60.1 | Te1/0/17 | BCH-RACK-17-ACC-SW-01 Interface Gi0/9
Yes | BCH | Modular Data Center | Benapole Customs New Building | 4th Floor | Data Center | Left-2 | VARICOM | 42 | X7S-6242-RGB-B | FOC2551Y3EJ | 28 | BCH-CORE-SW-01 | switch | CISCO | C9500-40X-A | 10.60.60.1 | Te1/0/18 | BCH-RACK-18-ACC-SW-01 Interface Gi0/9
Yes | BCH | Modular Data Center | Benapole Customs New Building | 4th Floor | Data Center | Left-2 | VARICOM | 42 | X7S-6242-RGB-B | FOC2551Y3EJ | 28 | BCH-CORE-SW-01 | switch | CISCO | C9500-40X-A | 10.60.60.1 | Te1/0/19 | BCH-RACK-19-ACC-SW-01 Interface Gi0/9
Yes | BCH | Modular Data Center | Benapole Customs New Building | 4th Floor | Data Center | Left-2 | VARICOM | 42 | X7S-6242-RGB-B | FOC2551Y3EJ | 28 | BCH-CORE-SW-01 | switch | CISCO | C9500-40X-A | 10.60.60.1 | Te1/0/20 | BCH-RACK-20-ACC-SW-01 Interface Gi0/9
Yes | BCH | Modular Data Center | Benapole Customs New Building | 4th Floor | Data Center | Left-2 | VARICOM | 42 | X7S-6242-RGB-B | FOC2551Y3EJ | 28 | BCH-CORE-SW-01 | switch | CISCO | C9500-40X-A | 10.60.60.1 | Te1/0/21 | BCH-RACK-21-ACC-SW-01 Interface Gi0/9
Yes | BCH | Modular Data Center | Benapole Customs New Building | 4th Floor | Data Center | Left-2 | VARICOM | 42 | X7S-6242-RGB-B | FOC2551Y3EJ | 28 | BCH-CORE-SW-01 | switch | CISCO | C9500-40X-A | 10.60.60.1 | Te1/0/22 | BCH-RACK-22-ACC-SW-01 Interface Gi0/9
Yes | BCH | Modular Data Center | Benapole Customs New Building | 4th Floor | Data Center | Left-2 | VARICOM | 42 | X7S-6242-RGB-B | FOC2551Y3EJ | 28 | BCH-CORE-SW-01 | switch | CISCO | C9500-40X-A | 10.60.60.1 | Te1/0/23 | BCH-RACK-23-ACC-SW-01 Interface Gi0/9
Yes | BCH | Modular Data Center | Benapole Customs New Building | 4th Floor | Data Center | Left-2 | VARICOM | 42 | X7S-6242-RGB-B | FOC2551Y3EJ | 28 | BCH-CORE-SW-01 | switch | CISCO | C9500-40X-A | 10.60.60.1 | Te1/0/24 | BCH-RACK-24-ACC-SW-01 Interface Gi0/9
Yes | BCH | Modular Data Center | Benapole Customs New Building | 4th Floor | Data Center | Left-2 | VARICOM | 42 | X7S-6242-RGB-B | FOC2551Y3EJ | 28 | BCH-CORE-SW-01 | switch | CISCO | C9500-40X-A | 10.60.60.1 | Te1/0/25 | BCH-RACK-25-ACC-SW-01 Interface Gi0/9
Yes | BCH | Modular Data Center | Benapole Customs New Building | 4th Floor | Data Center | Left-2 | VARICOM | 42 | X7S-6242-RGB-B | FOC2551Y3EJ | 28 | BCH-CORE-SW-01 | switch | CISCO | C9500-40X-A | 10.60.60.1 | Te1/0/26 | BCH-RACK-26-ACC-SW-01 Interface Gi0/9
Yes | BCH | Modular Data Center | Benapole Customs New Building | 4th Floor | Data Center | Left-2 | VARICOM | 42 | X7S-6242-RGB-B | FOC2551Y3EJ | 28 | BCH-CORE-SW-01 | switch | CISCO | C9500-40X-A | 10.60.60.1 | Te1/0/27 | N/A
Yes | BCH | Modular Data Center | Benapole Customs New Building | 4th Floor | Data Center | Left-2 | VARICOM | 42 | X7S-6242-RGB-B | FOC2551Y3EJ | 28 | BCH-CORE-SW-01 | switch | CISCO | C9500-40X-A | 10.60.60.1 | Te1/0/28 | N/A
Yes | BCH | Modular Data Center | Benapole Customs New Building | 4th Floor | Data Center | Left-2 | VARICOM | 42 | X7S-6242-RGB-B | FOC2551Y3EJ | 28 | BCH-CORE-SW-01 | switch | CISCO | C9500-40X-A | 10.60.60.1 | Te1/0/29 | N/A
Yes | BCH | Modular Data Center | Benapole Customs New Building | 4th Floor | Data Center | Left-2 | VARICOM | 42 | X7S-6242-RGB-B | FOC2551Y3EJ | 28 | BCH-CORE-SW-01 | switch | CISCO | C9500-40X-A | 10.60.60.1 | Te1/0/30 | N/A
Yes | BCH | Modular Data Center | Benapole Customs New Building | 4th Floor | Data Center | Left-2 | VARICOM | 42 | X7S-6242-RGB-B | FOC2551Y3EJ | 28 | BCH-CORE-SW-01 | switch | CISCO | C9500-40X-A | 10.60.60.1 | Te1/0/31 | BCH-SERVER-SW
Yes | BCH | Modular Data Center | Benapole Customs New Building | 4th Floor | Data Center | Left-2 | VARICOM | 42 | X7S-6242-RGB-B | FOC2551Y3EJ | 28 | BCH-CORE-SW-01 | switch | CISCO | C9500-40X-A | 10.60.60.1 | Te1/0/32 | BCH-CCTV-SW
Yes | BCH | Modular Data Center | Benapole Customs New Building | 4th Floor | Data Center | Left-2 | VARICOM | 42 | X7S-6242-RGB-B | FOC2551Y3EJ | 28 | BCH-CORE-SW-01 | switch | CISCO | C9500-40X-A | 10.60.60.1 | Te1/0/33 | BCH-INT-RTR-01
Yes | BCH | Modular Data Center | Benapole Customs New Building | 4th Floor | Data Center | Left-2 | VARICOM | 42 | X7S-6242-RGB-B | FOC2551Y3EJ | 28 | BCH-CORE-SW-01 | switch | CISCO | C9500-40X-A | 10.60.60.1 | Te1/0/34 | BCH-INT-RTR-02
Yes | BCH | Modular Data Center | Benapole Customs New Building | 4th Floor | Data Center | Left-2 | VARICOM | 42 | X7S-6242-RGB-B | FOC2551Y3EJ | 28 | BCH-CORE-SW-01 | switch | CISCO | C9500-40X-A | 10.60.60.1 | Te1/0/35 | BCH-INT-FW-01
Yes | BCH | Modular Data Center | Benapole Customs New Building | 4th Floor | Data Center | Left-2 | VARICOM | 42 | X7S-6242-RGB-B | FOC2551Y3EJ | 28 | BCH-CORE-SW-01 | switch | CISCO | C9500-40X-A | 10.60.60.1 | Te1/0/36 | BCH-INT-FW-02
Yes | BCH | Modular Data Center | Benapole Customs New Building | 4th Floor | Data Center | Left-2 | VARICOM | 42 | X7S-6242-RGB-B | FOC2551Y3EJ | 28 | BCH-CORE-SW-01 | switch | CISCO | C9500-40X-A | 10.60.60.1 | Te1/0/37 | N/A
Yes | BCH | Modular Data Center | Benapole Customs New Building | 4th Floor | Data Center | Left-2 | VARICOM | 42 | X7S-6242-RGB-B | FOC2551Y3EJ | 28 | BCH-CORE-SW-01 | switch | CISCO | C9500-40X-A | 10.60.60.1 | Te1/0/38 | BCH-CORE-SW-02 Interface Te0/38
Yes | BCH | Modular Data Center | Benapole Customs New Building | 4th Floor | Data Center | Left-2 | VARICOM | 42 | X7S-6242-RGB-B | FOC2551Y3EJ | 28 | BCH-CORE-SW-01 | switch | CISCO | C9500-40X-A | 10.60.60.1 | Te1/0/39 | BCH-CORE-SW-02 Interface Te0/39
Yes | BCH | Modular Data Center | Benapole Customs New Building | 4th Floor | Data Center | Left-2 | VARICOM | 42 | X7S-6242-RGB-B | FOC2551Y3EJ | 28 | BCH-CORE-SW-01 | switch | CISCO | C9500-40X-A | 10.60.60.1 | Te1/0/40 | BCH-CORE-SW-02 Interface Te0/40
Yes | BCH | Modular Data Center | Benapole Customs New Building | 4th Floor | Data Center | Left-2 | VARICOM | 42 | X7S-6242-RGB-B | FOC2551Y078 | 26 | BCH-CORE-SW-02 | switch | CISCO | C9500-40X-A | 10.60.60.1 | Te2/0/1 | BCH-RACK-01-ACC-SW-01 Interface Te0/25
Yes | BCH | Modular Data Center | Benapole Customs New Building | 4th Floor | Data Center | Left-2 | VARICOM | 42 | X7S-6242-RGB-B | FOC2551Y078 | 26 | BCH-CORE-SW-02 | switch | CISCO | C9500-40X-A | 10.60.60.1 | Te2/0/2 | BCH-RACK-02-ACC-SW-01 Interface Te0/25
Yes | BCH | Modular Data Center | Benapole Customs New Building | 4th Floor | Data Center | Left-2 | VARICOM | 42 | X7S-6242-RGB-B | FOC2551Y078 | 26 | BCH-CORE-SW-02 | switch | CISCO | C9500-40X-A | 10.60.60.1 | Te2/0/3 | BCH-RACK-03-ACC-SW-01 Interface Gi0/9
Yes | BCH | Modular Data Center | Benapole Customs New Building | 4th Floor | Data Center | Left-2 | VARICOM | 42 | X7S-6242-RGB-B | FOC2551Y078 | 26 | BCH-CORE-SW-02 | switch | CISCO | C9500-40X-A | 10.60.60.1 | Te2/0/4 | BCH-RACK-04-ACC-SW-01 Interface Gi0/9
Yes | BCH | Modular Data Center | Benapole Customs New Building | 4th Floor | Data Center | Left-2 | VARICOM | 42 | X7S-6242-RGB-B | FOC2551Y078 | 26 | BCH-CORE-SW-02 | switch | CISCO | C9500-40X-A | 10.60.60.1 | Te2/0/5 | BCH-RACK-05-ACC-SW-01 Interface Gi0/9
Yes | BCH | Modular Data Center | Benapole Customs New Building | 4th Floor | Data Center | Left-2 | VARICOM | 42 | X7S-6242-RGB-B | FOC2551Y078 | 26 | BCH-CORE-SW-02 | switch | CISCO | C9500-40X-A | 10.60.60.1 | Te2/0/6 | BCH-RACK-06-ACC-SW-01 Interface Te0/25
Yes | BCH | Modular Data Center | Benapole Customs New Building | 4th Floor | Data Center | Left-2 | VARICOM | 42 | X7S-6242-RGB-B | FOC2551Y078 | 26 | BCH-CORE-SW-02 | switch | CISCO | C9500-40X-A | 10.60.60.1 | Te2/0/7 | BCH-RACK-07-ACC-SW-01 Interface Gi0/9
Yes | BCH | Modular Data Center | Benapole Customs New Building | 4th Floor | Data Center | Left-2 | VARICOM | 42 | X7S-6242-RGB-B | FOC2551Y078 | 26 | BCH-CORE-SW-02 | switch | CISCO | C9500-40X-A | 10.60.60.1 | Te2/0/8 | BCH-RACK-08-ACC-SW-01 Interface Te0/49
Yes | BCH | Modular Data Center | Benapole Customs New Building | 4th Floor | Data Center | Left-2 | VARICOM | 42 | X7S-6242-RGB-B | FOC2551Y078 | 26 | BCH-CORE-SW-02 | switch | CISCO | C9500-40X-A | 10.60.60.1 | Te2/0/9 | BCH-RACK-09-ACC-SW-01 Interface Te0/25
Yes | BCH | Modular Data Center | Benapole Customs New Building | 4th Floor | Data Center | Left-2 | VARICOM | 42 | X7S-6242-RGB-B | FOC2551Y078 | 26 | BCH-CORE-SW-02 | switch | CISCO | C9500-40X-A | 10.60.60.1 | Te2/0/10 | BCH-RACK-10-ACC-SW-01 Interface Gi0/9
Yes | BCH | Modular Data Center | Benapole Customs New Building | 4th Floor | Data Center | Left-2 | VARICOM | 42 | X7S-6242-RGB-B | FOC2551Y078 | 26 | BCH-CORE-SW-02 | switch | CISCO | C9500-40X-A | 10.60.60.1 | Te2/0/11 | BCH-RACK-11-ACC-SW-01 Interface Gi0/9
Yes | BCH | Modular Data Center | Benapole Customs New Building | 4th Floor | Data Center | Left-2 | VARICOM | 42 | X7S-6242-RGB-B | FOC2551Y078 | 26 | BCH-CORE-SW-02 | switch | CISCO | C9500-40X-A | 10.60.60.1 | Te2/0/12 | BCH-RACK-12-ACC-SW-01 Interface Gi0/9
Yes | BCH | Modular Data Center | Benapole Customs New Building | 4th Floor | Data Center | Left-2 | VARICOM | 42 | X7S-6242-RGB-B | FOC2551Y078 | 26 | BCH-CORE-SW-02 | switch | CISCO | C9500-40X-A | 10.60.60.1 | Te2/0/13 | BCH-RACK-13-ACC-SW-01 Interface Gi0/9
Yes | BCH | Modular Data Center | Benapole Customs New Building | 4th Floor | Data Center | Left-2 | VARICOM | 42 | X7S-6242-RGB-B | FOC2551Y078 | 26 | BCH-CORE-SW-02 | switch | CISCO | C9500-40X-A | 10.60.60.1 | Te2/0/14 | BCH-RACK-14-ACC-SW-01 Interface Te0/25
Yes | BCH | Modular Data Center | Benapole Customs New Building | 4th Floor | Data Center | Left-2 | VARICOM | 42 | X7S-6242-RGB-B | FOC2551Y078 | 26 | BCH-CORE-SW-02 | switch | CISCO | C9500-40X-A | 10.60.60.1 | Te2/0/15 | BCH-RACK-15-ACC-SW-01 Interface Gi0/9
Yes | BCH | Modular Data Center | Benapole Customs New Building | 4th Floor | Data Center | Left-2 | VARICOM | 42 | X7S-6242-RGB-B | FOC2551Y078 | 26 | BCH-CORE-SW-02 | switch | CISCO | C9500-40X-A | 10.60.60.1 | Te2/0/16 | BCH-RACK-16-ACC-SW-01 Interface Gi0/9
Yes | BCH | Modular Data Center | Benapole Customs New Building | 4th Floor | Data Center | Left-2 | VARICOM | 42 | X7S-6242-RGB-B | FOC2551Y078 | 26 | BCH-CORE-SW-02 | switch | CISCO | C9500-40X-A | 10.60.60.1 | Te2/0/17 | BCH-RACK-17-ACC-SW-01 Interface Gi0/9
Yes | BCH | Modular Data Center | Benapole Customs New Building | 4th Floor | Data Center | Left-2 | VARICOM | 42 | X7S-6242-RGB-B | FOC2551Y078 | 26 | BCH-CORE-SW-02 | switch | CISCO | C9500-40X-A | 10.60.60.1 | Te2/0/18 | BCH-RACK-18-ACC-SW-01 Interface Gi0/9
Yes | BCH | Modular Data Center | Benapole Customs New Building | 4th Floor | Data Center | Left-2 | VARICOM | 42 | X7S-6242-RGB-B | FOC2551Y078 | 26 | BCH-CORE-SW-02 | switch | CISCO | C9500-40X-A | 10.60.60.1 | Te2/0/19 | BCH-RACK-19-ACC-SW-01 Interface Gi0/9
Yes | BCH | Modular Data Center | Benapole Customs New Building | 4th Floor | Data Center | Left-2 | VARICOM | 42 | X7S-6242-RGB-B | FOC2551Y078 | 26 | BCH-CORE-SW-02 | switch | CISCO | C9500-40X-A | 10.60.60.1 | Te2/0/20 | BCH-RACK-20-ACC-SW-01 Interface Gi0/9
Yes | BCH | Modular Data Center | Benapole Customs New Building | 4th Floor | Data Center | Left-2 | VARICOM | 42 | X7S-6242-RGB-B | FOC2551Y078 | 26 | BCH-CORE-SW-02 | switch | CISCO | C9500-40X-A | 10.60.60.1 | Te2/0/21 | BCH-RACK-21-ACC-SW-01 Interface Gi0/9
Yes | BCH | Modular Data Center | Benapole Customs New Building | 4th Floor | Data Center | Left-2 | VARICOM | 42 | X7S-6242-RGB-B | FOC2551Y078 | 26 | BCH-CORE-SW-02 | switch | CISCO | C9500-40X-A | 10.60.60.1 | Te2/0/22 | BCH-RACK-22-ACC-SW-01 Interface Gi0/9
Yes | BCH | Modular Data Center | Benapole Customs New Building | 4th Floor | Data Center | Left-2 | VARICOM | 42 | X7S-6242-RGB-B | FOC2551Y078 | 26 | BCH-CORE-SW-02 | switch | CISCO | C9500-40X-A | 10.60.60.1 | Te2/0/23 | BCH-RACK-23-ACC-SW-01 Interface Gi0/9
Yes | BCH | Modular Data Center | Benapole Customs New Building | 4th Floor | Data Center | Left-2 | VARICOM | 42 | X7S-6242-RGB-B | FOC2551Y078 | 26 | BCH-CORE-SW-02 | switch | CISCO | C9500-40X-A | 10.60.60.1 | Te2/0/24 | BCH-RACK-24-ACC-SW-01 Interface Gi0/9
Yes | BCH | Modular Data Center | Benapole Customs New Building | 4th Floor | Data Center | Left-2 | VARICOM | 42 | X7S-6242-RGB-B | FOC2551Y078 | 26 | BCH-CORE-SW-02 | switch | CISCO | C9500-40X-A | 10.60.60.1 | Te2/0/25 | BCH-RACK-25-ACC-SW-01 Interface Gi0/9
Yes | BCH | Modular Data Center | Benapole Customs New Building | 4th Floor | Data Center | Left-2 | VARICOM | 42 | X7S-6242-RGB-B | FOC2551Y078 | 26 | BCH-CORE-SW-02 | switch | CISCO | C9500-40X-A | 10.60.60.1 | Te2/0/26 | BCH-RACK-26-ACC-SW-01 Interface Gi0/9
Yes | BCH | Modular Data Center | Benapole Customs New Building | 4th Floor | Data Center | Left-2 | VARICOM | 42 | X7S-6242-RGB-B | FOC2551Y078 | 26 | BCH-CORE-SW-02 | switch | CISCO | C9500-40X-A | 10.60.60.1 | Te2/0/27 | N/A
Yes | BCH | Modular Data Center | Benapole Customs New Building | 4th Floor | Data Center | Left-2 | VARICOM | 42 | X7S-6242-RGB-B | FOC2551Y078 | 26 | BCH-CORE-SW-02 | switch | CISCO | C9500-40X-A | 10.60.60.1 | Te2/0/28 | N/A
Yes | BCH | Modular Data Center | Benapole Customs New Building | 4th Floor | Data Center | Left-2 | VARICOM | 42 | X7S-6242-RGB-B | FOC2551Y078 | 26 | BCH-CORE-SW-02 | switch | CISCO | C9500-40X-A | 10.60.60.1 | Te2/0/29 | N/A
Yes | BCH | Modular Data Center | Benapole Customs New Building | 4th Floor | Data Center | Left-2 | VARICOM | 42 | X7S-6242-RGB-B | FOC2551Y078 | 26 | BCH-CORE-SW-02 | switch | CISCO | C9500-40X-A | 10.60.60.1 | Te2/0/30 | N/A
Yes | BCH | Modular Data Center | Benapole Customs New Building | 4th Floor | Data Center | Left-2 | VARICOM | 42 | X7S-6242-RGB-B | FOC2551Y078 | 26 | BCH-CORE-SW-02 | switch | CISCO | C9500-40X-A | 10.60.60.1 | Te2/0/31 | BCH-SERVER-SW
Yes | BCH | Modular Data Center | Benapole Customs New Building | 4th Floor | Data Center | Left-2 | VARICOM | 42 | X7S-6242-RGB-B | FOC2551Y078 | 26 | BCH-CORE-SW-02 | switch | CISCO | C9500-40X-A | 10.60.60.1 | Te2/0/32 | BCH-CCTV-SW
Yes | BCH | Modular Data Center | Benapole Customs New Building | 4th Floor | Data Center | Left-2 | VARICOM | 42 | X7S-6242-RGB-B | FOC2551Y078 | 26 | BCH-CORE-SW-02 | switch | CISCO | C9500-40X-A | 10.60.60.1 | Te2/0/33 | BCH-INT-RTR-01
Yes | BCH | Modular Data Center | Benapole Customs New Building | 4th Floor | Data Center | Left-2 | VARICOM | 42 | X7S-6242-RGB-B | FOC2551Y078 | 26 | BCH-CORE-SW-02 | switch | CISCO | C9500-40X-A | 10.60.60.1 | Te2/0/34 | BCH-INT-RTR-02
Yes | BCH | Modular Data Center | Benapole Customs New Building | 4th Floor | Data Center | Left-2 | VARICOM | 42 | X7S-6242-RGB-B | FOC2551Y078 | 26 | BCH-CORE-SW-02 | switch | CISCO | C9500-40X-A | 10.60.60.1 | Te2/0/35 | BCH-INT-FW-01
Yes | BCH | Modular Data Center | Benapole Customs New Building | 4th Floor | Data Center | Left-2 | VARICOM | 42 | X7S-6242-RGB-B | FOC2551Y078 | 26 | BCH-CORE-SW-02 | switch | CISCO | C9500-40X-A | 10.60.60.1 | Te2/0/36 | BCH-INT-FW-02
Yes | BCH | Modular Data Center | Benapole Customs New Building | 4th Floor | Data Center | Left-2 | VARICOM | 42 | X7S-6242-RGB-B | FOC2551Y078 | 26 | BCH-CORE-SW-02 | switch | CISCO | C9500-40X-A | 10.60.60.1 | Te2/0/37 | N/A
Yes | BCH | Modular Data Center | Benapole Customs New Building | 4th Floor | Data Center | Left-2 | VARICOM | 42 | X7S-6242-RGB-B | FOC2551Y078 | 26 | BCH-CORE-SW-02 | switch | CISCO | C9500-40X-A | 10.60.60.1 | Te2/0/38 | BCH-CORE-SW-01 Interface Te0/38
Yes | BCH | Modular Data Center | Benapole Customs New Building | 4th Floor | Data Center | Left-2 | VARICOM | 42 | X7S-6242-RGB-B | FOC2551Y078 | 26 | BCH-CORE-SW-02 | switch | CISCO | C9500-40X-A | 10.60.60.1 | Te2/0/39 | BCH-CORE-SW-01 Interface Te0/39
Yes | BCH | Modular Data Center | Benapole Customs New Building | 4th Floor | Data Center | Left-2 | VARICOM | 42 | X7S-6242-RGB-B | FOC2551Y078 | 26 | BCH-CORE-SW-02 | switch | CISCO | C9500-40X-A | 10.60.60.1 | Te2/0/40 | BCH-CORE-SW-01 Interface Te0/40
Yes | BCH | Modular Data Center | Benapole Customs New Building | 4th Floor | Data Center | Left-1 | VARICOM | 42 | X7S-6242-RGB-B | FCW2142AV7 | 36 | BCH-CCTV-SW | switch | CISCO | C2960-24TC | 10.60.60.70 | Gi0/1 | NOC PC
Yes | BCH | Modular Data Center | Benapole Customs New Building | 4th Floor | Data Center | Left-1 | VARICOM | 42 | X7S-6242-RGB-B | FCW2142AV7 | 36 | BCH-CCTV-SW | switch | CISCO | C2960-24TC | 10.60.60.70 | Gi0/2 | NOC PC
Yes | BCH | Modular Data Center | Benapole Customs New Building | 4th Floor | Data Center | Left-1 | VARICOM | 42 | X7S-6242-RGB-B | FCW2142AV7 | 36 | BCH-CCTV-SW | switch | CISCO | C2960-24TC | 10.60.60.70 | Gi0/3 | NOC PC
Yes | BCH | Modular Data Center | Benapole Customs New Building | 4th Floor | Data Center | Left-1 | VARICOM | 42 | X7S-6242-RGB-B | FCW2142AV7 | 36 | BCH-CCTV-SW | switch | CISCO | C2960-24TC | 10.60.60.70 | Gi0/4 | NOC PC
Yes | BCH | Modular Data Center | Benapole Customs New Building | 4th Floor | Data Center | Left-1 | VARICOM | 42 | X7S-6242-RGB-B | FCW2142AV7 | 36 | BCH-CCTV-SW | switch | CISCO | C2960-24TC | 10.60.60.70 | Gi0/5 | NOC PC
Yes | BCH | Modular Data Center | Benapole Customs New Building | 4th Floor | Data Center | Left-1 | VARICOM | 42 | X7S-6242-RGB-B | FCW2142AV7 | 36 | BCH-CCTV-SW | switch | CISCO | C2960-24TC | 10.60.60.70 | Gi0/6 | CC Camera
Yes | BCH | Modular Data Center | Benapole Customs New Building | 4th Floor | Data Center | Left-1 | VARICOM | 42 | X7S-6242-RGB-B | FCW2142AV7 | 36 | BCH-CCTV-SW | switch | CISCO | C2960-24TC | 10.60.60.70 | Gi0/7 | CC Camera
Yes | BCH | Modular Data Center | Benapole Customs New Building | 4th Floor | Data Center | Left-1 | VARICOM | 42 | X7S-6242-RGB-B | FCW2142AV7 | 36 | BCH-CCTV-SW | switch | CISCO | C2960-24TC | 10.60.60.70 | Gi0/8 | CC Camera
Yes | BCH | Modular Data Center | Benapole Customs New Building | 4th Floor | Data Center | Left-1 | VARICOM | 42 | X7S-6242-RGB-B | FCW2142AV7 | 36 | BCH-CCTV-SW | switch | CISCO | C2960-24TC | 10.60.60.70 | Gi0/9 | CC Camera
Yes | BCH | Modular Data Center | Benapole Customs New Building | 4th Floor | Data Center | Left-1 | VARICOM | 42 | X7S-6242-RGB-B | FCW2142AV7 | 36 | BCH-CCTV-SW | switch | CISCO | C2960-24TC | 10.60.60.70 | Gi0/10 | CC Camera
Yes | BCH | Modular Data Center | Benapole Customs New Building | 4th Floor | Data Center | Left-1 | VARICOM | 42 | X7S-6242-RGB-B | FCW2142AV7 | 36 | BCH-CCTV-SW | switch | CISCO | C2960-24TC | 10.60.60.70 | Gi0/11 | CC Camera
Yes | BCH | Modular Data Center | Benapole Customs New Building | 4th Floor | Data Center | Left-1 | VARICOM | 42 | X7S-6242-RGB-B | FCW2142AV7 | 36 | BCH-CCTV-SW | switch | CISCO | C2960-24TC | 10.60.60.70 | Gi0/12 | NVR
Yes | BCH | Modular Data Center | Benapole Customs New Building | 4th Floor | Data Center | Left-1 | VARICOM | 42 | X7S-6242-RGB-B | FCW2142AV7 | 36 | BCH-CCTV-SW | switch | CISCO | C2960-24TC | 10.60.60.70 | Gi0/13 | Access Contro
Yes | BCH | Modular Data Center | Benapole Customs New Building | 4th Floor | Data Center | Left-1 | VARICOM | 42 | X7S-6242-RGB-B | FCW2142AV7 | 36 | BCH-CCTV-SW | switch | CISCO | C2960-24TC | 10.60.60.70 | Gi0/14 | Access Contro
Yes | BCH | Modular Data Center | Benapole Customs New Building | 4th Floor | Data Center | Left-1 | VARICOM | 42 | X7S-6242-RGB-B | FCW2142AV7 | 36 | BCH-CCTV-SW | switch | CISCO | C2960-24TC | 10.60.60.70 | Gi0/15 | N/A
Yes | BCH | Modular Data Center | Benapole Customs New Building | 4th Floor | Data Center | Left-1 | VARICOM | 42 | X7S-6242-RGB-B | FCW2142AV7 | 36 | BCH-CCTV-SW | switch | CISCO | C2960-24TC | 10.60.60.70 | Gi0/16 | N/A
Yes | BCH | Modular Data Center | Benapole Customs New Building | 4th Floor | Data Center | Left-1 | VARICOM | 42 | X7S-6242-RGB-B | FCW2142AV7 | 36 | BCH-CCTV-SW | switch | CISCO | C2960-24TC | 10.60.60.70 | Gi0/17 | Access Contro
Yes | BCH | Modular Data Center | Benapole Customs New Building | 4th Floor | Data Center | Left-1 | VARICOM | 42 | X7S-6242-RGB-B | FCW2142AV7 | 36 | BCH-CCTV-SW | switch | CISCO | C2960-24TC | 10.60.60.70 | Gi0/18 | Access Contro
Yes | BCH | Modular Data Center | Benapole Customs New Building | 4th Floor | Data Center | Left-1 | VARICOM | 42 | X7S-6242-RGB-B | FCW2142AV7 | 36 | BCH-CCTV-SW | switch | CISCO | C2960-24TC | 10.60.60.70 | Gi0/19 | BCH-INT-RTR-01 Gi0
Yes | BCH | Modular Data Center | Benapole Customs New Building | 4th Floor | Data Center | Left-1 | VARICOM | 42 | X7S-6242-RGB-B | FCW2142AV7 | 36 | BCH-CCTV-SW | switch | CISCO | C2960-24TC | 10.60.60.70 | Gi0/20 | BCH-INT-RTR-02 Gi0
Yes | BCH | Modular Data Center | Benapole Customs New Building | 4th Floor | Data Center | Left-1 | VARICOM | 42 | X7S-6242-RGB-B | FCW2142AV7 | 36 | BCH-CCTV-SW | switch | CISCO | C2960-24TC | 10.60.60.70 | Gi0/21 | BCH-INT-FW-01 MGMT
Yes | BCH | Modular Data Center | Benapole Customs New Building | 4th Floor | Data Center | Left-1 | VARICOM | 42 | X7S-6242-RGB-B | FCW2142AV7 | 36 | BCH-CCTV-SW | switch | CISCO | C2960-24TC | 10.60.60.70 | Gi0/22 | BCH-INT-FW-02 MGMT
Yes | BCH | Modular Data Center | Benapole Customs New Building | 4th Floor | Data Center | Left-1 | VARICOM | 42 | X7S-6242-RGB-B | FCW2142AV7 | 36 | BCH-CCTV-SW | switch | CISCO | C2960-24TC | 10.60.60.70 | Gi0/23 | Core-Switch
Yes | BCH | Modular Data Center | Benapole Customs New Building | 4th Floor | Data Center | Left-1 | VARICOM | 42 | X7S-6242-RGB-B | FCW2142AV7 | 36 | BCH-CCTV-SW | switch | CISCO | C2960-24TC | 10.60.60.70 | Gi0/24 | Core-Switch
Yes | BCH | Customs Campus Area | Benapole Customs New Building | Ground Floor | - | Rack-01 | VIVANCO | 6 | VSA.6606.01.10e | JAE2624092C | 5 | BCH-RACK-01-ACC-SW-01 | switch | CISCO | C9200-24T-E | 10.60.60.71 | Gi1/0/1 | Spare
Yes | BCH | Customs Campus Area | Benapole Customs New Building | Ground Floor | - | Rack-01 | VIVANCO | 6 | VSA.6606.01.10e | JAE2624092C | 5 | BCH-RACK-01-ACC-SW-01 | switch | CISCO | C9200-24T-E | 10.60.60.71 | Gi1/0/2 | Spare
Yes | BCH | Customs Campus Area | Benapole Customs New Building | Ground Floor | - | Rack-01 | VIVANCO | 6 | VSA.6606.01.10e | JAE2624092C | 5 | BCH-RACK-01-ACC-SW-01 | switch | CISCO | C9200-24T-E | 10.60.60.71 | Gi1/0/3 | ARO (Group- 6)- PC
Yes | BCH | Customs Campus Area | Benapole Customs New Building | Ground Floor | - | Rack-01 | VIVANCO | 6 | VSA.6606.01.10e | JAE2624092C | 5 | BCH-RACK-01-ACC-SW-01 | switch | CISCO | C9200-24T-E | 10.60.60.71 | Gi1/0/4 | ARO (Group- 6)- PC
Yes | BCH | Customs Campus Area | Benapole Customs New Building | Ground Floor | - | Rack-01 | VIVANCO | 6 | VSA.6606.01.10e | JAE2624092C | 5 | BCH-RACK-01-ACC-SW-01 | switch | CISCO | C9200-24T-E | 10.60.60.71 | Gi1/0/5 | ARO (Group- 6)- PC
Yes | BCH | Customs Campus Area | Benapole Customs New Building | Ground Floor | - | Rack-01 | VIVANCO | 6 | VSA.6606.01.10e | JAE2624092C | 5 | BCH-RACK-01-ACC-SW-01 | switch | CISCO | C9200-24T-E | 10.60.60.71 | Gi1/0/6 | Spare
Yes | BCH | Customs Campus Area | Benapole Customs New Building | Ground Floor | - | Rack-01 | VIVANCO | 6 | VSA.6606.01.10e | JAE2624092C | 5 | BCH-RACK-01-ACC-SW-01 | switch | CISCO | C9200-24T-E | 10.60.60.71 | Gi1/0/7 | Spare
Yes | BCH | Customs Campus Area | Benapole Customs New Building | Ground Floor | - | Rack-01 | VIVANCO | 6 | VSA.6606.01.10e | JAE2624092C | 5 | BCH-RACK-01-ACC-SW-01 | switch | CISCO | C9200-24T-E | 10.60.60.71 | Gi1/0/8 | Spare
Yes | BCH | Customs Campus Area | Benapole Customs New Building | Ground Floor | - | Rack-01 | VIVANCO | 6 | VSA.6606.01.10e | JAE2624092C | 5 | BCH-RACK-01-ACC-SW-01 | switch | CISCO | C9200-24T-E | 10.60.60.71 | Gi1/0/9 | RO (Group- 6)- PC
Yes | BCH | Customs Campus Area | Benapole Customs New Building | Ground Floor | - | Rack-01 | VIVANCO | 6 | VSA.6606.01.10e | JAE2624092C | 5 | BCH-RACK-01-ACC-SW-01 | switch | CISCO | C9200-24T-E | 10.60.60.71 | Gi1/0/10 | Spare
Yes | BCH | Customs Campus Area | Benapole Customs New Building | Ground Floor | - | Rack-01 | VIVANCO | 6 | VSA.6606.01.10e | JAE2624092C | 5 | BCH-RACK-01-ACC-SW-01 | switch | CISCO | C9200-24T-E | 10.60.60.71 | Gi1/0/11 | Printer
Yes | BCH | Customs Campus Area | Benapole Customs New Building | Ground Floor | - | Rack-01 | VIVANCO | 6 | VSA.6606.01.10e | JAE2624092C | 5 | BCH-RACK-01-ACC-SW-01 | switch | CISCO | C9200-24T-E | 10.60.60.71 | Gi1/0/12 | Operator (Group- 6)-PC
Yes | BCH | Customs Campus Area | Benapole Customs New Building | Ground Floor | - | Rack-01 | VIVANCO | 6 | VSA.6606.01.10e | JAE2624092C | 5 | BCH-RACK-01-ACC-SW-01 | switch | CISCO | C9200-24T-E | 10.60.60.71 | Gi1/0/13 | Operator (Group- 2)- PC
Yes | BCH | Customs Campus Area | Benapole Customs New Building | Ground Floor | - | Rack-01 | VIVANCO | 6 | VSA.6606.01.10e | JAE2624092C | 5 | BCH-RACK-01-ACC-SW-01 | switch | CISCO | C9200-24T-E | 10.60.60.71 | Gi1/0/14 | Spare
Yes | BCH | Customs Campus Area | Benapole Customs New Building | Ground Floor | - | Rack-01 | VIVANCO | 6 | VSA.6606.01.10e | JAE2624092C | 5 | BCH-RACK-01-ACC-SW-01 | switch | CISCO | C9200-24T-E | 10.60.60.71 | Gi1/0/15 | Spare
Yes | BCH | Customs Campus Area | Benapole Customs New Building | Ground Floor | - | Rack-01 | VIVANCO | 6 | VSA.6606.01.10e | JAE2624092C | 5 | BCH-RACK-01-ACC-SW-01 | switch | CISCO | C9200-24T-E | 10.60.60.71 | Gi1/0/16 | RO (Group- 2)- PC
Yes | BCH | Customs Campus Area | Benapole Customs New Building | Ground Floor | - | Rack-01 | VIVANCO | 6 | VSA.6606.01.10e | JAE2624092C | 5 | BCH-RACK-01-ACC-SW-01 | switch | CISCO | C9200-24T-E | 10.60.60.71 | Gi1/0/17 | Spare
Yes | BCH | Customs Campus Area | Benapole Customs New Building | Ground Floor | - | Rack-01 | VIVANCO | 6 | VSA.6606.01.10e | JAE2624092C | 5 | BCH-RACK-01-ACC-SW-01 | switch | CISCO | C9200-24T-E | 10.60.60.71 | Gi1/0/18 | Spare
Yes | BCH | Customs Campus Area | Benapole Customs New Building | Ground Floor | - | Rack-01 | VIVANCO | 6 | VSA.6606.01.10e | JAE2624092C | 5 | BCH-RACK-01-ACC-SW-01 | switch | CISCO | C9200-24T-E | 10.60.60.71 | Gi1/0/19 | ARO (Group- 2)- PC
Yes | BCH | Customs Campus Area | Benapole Customs New Building | Ground Floor | - | Rack-01 | VIVANCO | 6 | VSA.6606.01.10e | JAE2624092C | 5 | BCH-RACK-01-ACC-SW-01 | switch | CISCO | C9200-24T-E | 10.60.60.71 | Gi1/0/20 | ARO(Group- 2)- PC
Yes | BCH | Customs Campus Area | Benapole Customs New Building | Ground Floor | - | Rack-01 | VIVANCO | 6 | VSA.6606.01.10e | JAE2624092C | 5 | BCH-RACK-01-ACC-SW-01 | switch | CISCO | C9200-24T-E | 10.60.60.71 | Gi1/0/21 | Printer
Yes | BCH | Customs Campus Area | Benapole Customs New Building | Ground Floor | - | Rack-01 | VIVANCO | 6 | VSA.6606.01.10e | JAE2624092C | 5 | BCH-RACK-01-ACC-SW-01 | switch | CISCO | C9200-24T-E | 10.60.60.71 | Gi1/0/22 | Spare
Yes | BCH | Customs Campus Area | Benapole Customs New Building | Ground Floor | - | Rack-01 | VIVANCO | 6 | VSA.6606.01.10e | JAE2624092C | 5 | BCH-RACK-01-ACC-SW-01 | switch | CISCO | C9200-24T-E | 10.60.60.71 | Gi1/0/23 | ARO (Group- 2)- PC
Yes | BCH | Customs Campus Area | Benapole Customs New Building | Ground Floor | - | Rack-01 | VIVANCO | 6 | VSA.6606.01.10e | JAE2624092C | 5 | BCH-RACK-01-ACC-SW-01 | switch | CISCO | C9200-24T-E | 10.60.60.71 | Gi1/0/24 | ARO (Group- 2)- PC
Yes | BCH | Customs Campus Area | Benapole Customs New Building | Ground Floor | Long Room | Rack-02 | VIVANCO | 15 | VSA.6615.01.10e | JAE262409KC | 5 | BCH-RACK-02-ACC-SW-01 | switch | CISCO | C9200-24T-E | 10.60.60.72 | Gi1/0/1 | Spare
Yes | BCH | Customs Campus Area | Benapole Customs New Building | Ground Floor | Long Room | Rack-02 | VIVANCO | 15 | VSA.6615.01.10e | JAE262409KC | 5 | BCH-RACK-02-ACC-SW-01 | switch | CISCO | C9200-24T-E | 10.60.60.72 | Gi1/0/2 | Asstt.Prog (Group-4)-PC
Yes | BCH | Customs Campus Area | Benapole Customs New Building | Ground Floor | Long Room | Rack-02 | VIVANCO | 15 | VSA.6615.01.10e | JAE262409KC | 5 | BCH-RACK-02-ACC-SW-01 | switch | CISCO | C9200-24T-E | 10.60.60.72 | Gi1/0/3 | Asstt.Prog (Group-4)-PC
Yes | BCH | Customs Campus Area | Benapole Customs New Building | Ground Floor | Long Room | Rack-02 | VIVANCO | 15 | VSA.6615.01.10e | JAE262409KC | 5 | BCH-RACK-02-ACC-SW-01 | switch | CISCO | C9200-24T-E | 10.60.60.72 | Gi1/0/4 | Operator (Group-4)- PC
Yes | BCH | Customs Campus Area | Benapole Customs New Building | Ground Floor | Long Room | Rack-02 | VIVANCO | 15 | VSA.6615.01.10e | JAE262409KC | 5 | BCH-RACK-02-ACC-SW-01 | switch | CISCO | C9200-24T-E | 10.60.60.72 | Gi1/0/5 | Spare
Yes | BCH | Customs Campus Area | Benapole Customs New Building | Ground Floor | Long Room | Rack-02 | VIVANCO | 15 | VSA.6615.01.10e | JAE262409KC | 5 | BCH-RACK-02-ACC-SW-01 | switch | CISCO | C9200-24T-E | 10.60.60.72 | Gi1/0/6 | Spare
Yes | BCH | Customs Campus Area | Benapole Customs New Building | Ground Floor | Long Room | Rack-02 | VIVANCO | 15 | VSA.6615.01.10e | JAE262409KC | 5 | BCH-RACK-02-ACC-SW-01 | switch | CISCO | C9200-24T-E | 10.60.60.72 | Gi1/0/7 | RO (Group-4)- PC
Yes | BCH | Customs Campus Area | Benapole Customs New Building | Ground Floor | Long Room | Rack-02 | VIVANCO | 15 | VSA.6615.01.10e | JAE262409KC | 5 | BCH-RACK-02-ACC-SW-01 | switch | CISCO | C9200-24T-E | 10.60.60.72 | Gi1/0/8 | Printer
Yes | BCH | Customs Campus Area | Benapole Customs New Building | Ground Floor | Long Room | Rack-02 | VIVANCO | 15 | VSA.6615.01.10e | JAE262409KC | 5 | BCH-RACK-02-ACC-SW-01 | switch | CISCO | C9200-24T-E | 10.60.60.72 | Gi1/0/9 | Spare
Yes | BCH | Customs Campus Area | Benapole Customs New Building | Ground Floor | Long Room | Rack-02 | VIVANCO | 15 | VSA.6615.01.10e | JAE262409KC | 5 | BCH-RACK-02-ACC-SW-01 | switch | CISCO | C9200-24T-E | 10.60.60.72 | Gi1/0/10 | Spare
Yes | BCH | Customs Campus Area | Benapole Customs New Building | Ground Floor | Long Room | Rack-02 | VIVANCO | 15 | VSA.6615.01.10e | JAE262409KC | 5 | BCH-RACK-02-ACC-SW-01 | switch | CISCO | C9200-24T-E | 10.60.60.72 | Gi1/0/11 | Printer
Yes | BCH | Customs Campus Area | Benapole Customs New Building | Ground Floor | Long Room | Rack-02 | VIVANCO | 15 | VSA.6615.01.10e | JAE262409KC | 5 | BCH-RACK-02-ACC-SW-01 | switch | CISCO | C9200-24T-E | 10.60.60.72 | Gi1/0/12 | RO (Group -1)- PC
Yes | BCH | Customs Campus Area | Benapole Customs New Building | Ground Floor | Long Room | Rack-02 | VIVANCO | 15 | VSA.6615.01.10e | JAE262409KC | 5 | BCH-RACK-02-ACC-SW-01 | switch | CISCO | C9200-24T-E | 10.60.60.72 | Gi1/0/13 | ARO (Group -1)- PC
Yes | BCH | Customs Campus Area | Benapole Customs New Building | Ground Floor | Long Room | Rack-02 | VIVANCO | 15 | VSA.6615.01.10e | JAE262409KC | 5 | BCH-RACK-02-ACC-SW-01 | switch | CISCO | C9200-24T-E | 10.60.60.72 | Gi1/0/14 | ARO (Group -1)- PC
Yes | BCH | Customs Campus Area | Benapole Customs New Building | Ground Floor | Long Room | Rack-02 | VIVANCO | 15 | VSA.6615.01.10e | JAE262409KC | 5 | BCH-RACK-02-ACC-SW-01 | switch | CISCO | C9200-24T-E | 10.60.60.72 | Gi1/0/15 | Spare
Yes | BCH | Customs Campus Area | Benapole Customs New Building | Ground Floor | Long Room | Rack-02 | VIVANCO | 15 | VSA.6615.01.10e | JAE262409KC | 5 | BCH-RACK-02-ACC-SW-01 | switch | CISCO | C9200-24T-E | 10.60.60.72 | Gi1/0/16 | Operator (Group-1)- PC
Yes | BCH | Customs Campus Area | Benapole Customs New Building | Ground Floor | Long Room | Rack-02 | VIVANCO | 15 | VSA.6615.01.10e | JAE262409KC | 5 | BCH-RACK-02-ACC-SW-01 | switch | CISCO | C9200-24T-E | 10.60.60.72 | Gi1/0/17 | Spare
Yes | BCH | Customs Campus Area | Benapole Customs New Building | Ground Floor | Long Room | Rack-02 | VIVANCO | 15 | VSA.6615.01.10e | JAE262409KC | 5 | BCH-RACK-02-ACC-SW-01 | switch | CISCO | C9200-24T-E | 10.60.60.72 | Gi1/0/18 | Printer
Yes | BCH | Customs Campus Area | Benapole Customs New Building | Ground Floor | Long Room | Rack-02 | VIVANCO | 15 | VSA.6615.01.10e | JAE262409KC | 5 | BCH-RACK-02-ACC-SW-01 | switch | CISCO | C9200-24T-E | 10.60.60.72 | Gi1/0/19 | ARO (Group -3)- PC
Yes | BCH | Customs Campus Area | Benapole Customs New Building | Ground Floor | Long Room | Rack-02 | VIVANCO | 15 | VSA.6615.01.10e | JAE262409KC | 5 | BCH-RACK-02-ACC-SW-01 | switch | CISCO | C9200-24T-E | 10.60.60.72 | Gi1/0/20 | ARO (Group -3)- PC
Yes | BCH | Customs Campus Area | Benapole Customs New Building | Ground Floor | Long Room | Rack-02 | VIVANCO | 15 | VSA.6615.01.10e | JAE262409KC | 5 | BCH-RACK-02-ACC-SW-01 | switch | CISCO | C9200-24T-E | 10.60.60.72 | Gi1/0/21 | Spare
Yes | BCH | Customs Campus Area | Benapole Customs New Building | Ground Floor | Long Room | Rack-02 | VIVANCO | 15 | VSA.6615.01.10e | JAE262409KC | 5 | BCH-RACK-02-ACC-SW-01 | switch | CISCO | C9200-24T-E | 10.60.60.72 | Gi1/0/22 | Spare
Yes | BCH | Customs Campus Area | Benapole Customs New Building | Ground Floor | Long Room | Rack-02 | VIVANCO | 15 | VSA.6615.01.10e | JAE262409KC | 5 | BCH-RACK-02-ACC-SW-01 | switch | CISCO | C9200-24T-E | 10.60.60.72 | Gi1/0/23 | Spare
Yes | BCH | Customs Campus Area | Benapole Customs New Building | Ground Floor | Long Room | Rack-02 | VIVANCO | 15 | VSA.6615.01.10e | JAE262409KC | 5 | BCH-RACK-02-ACC-SW-01 | switch | CISCO | C9200-24T-E | 10.60.60.72 | Gi1/0/24 | To SW-2
Yes | BCH | Customs Campus Area | Benapole Customs New Building | Ground Floor | Long Room | Rack-02 | VIVANCO | 15 | VSA.6615.01.10e | PSZ262119EL | 8 | BCH-RACK-02-ACC-SW-02 | switch | CISCO | C1000-8FP-E-2G-L | 10.60.60.73 | Gi1/0/1 | RO (Group -3)- PC
Yes | BCH | Customs Campus Area | Benapole Customs New Building | Ground Floor | Long Room | Rack-02 | VIVANCO | 15 | VSA.6615.01.10e | PSZ262119EL | 8 | BCH-RACK-02-ACC-SW-02 | switch | CISCO | C1000-8FP-E-2G-L | 10.60.60.73 | Gi1/0/2 | AP- PC
Yes | BCH | Customs Campus Area | Benapole Customs New Building | Ground Floor | Long Room | Rack-02 | VIVANCO | 15 | VSA.6615.01.10e | PSZ262119EL | 8 | BCH-RACK-02-ACC-SW-02 | switch | CISCO | C1000-8FP-E-2G-L | 10.60.60.73 | Gi1/0/3 | Spare
Yes | BCH | Customs Campus Area | Benapole Customs New Building | Ground Floor | Long Room | Rack-02 | VIVANCO | 15 | VSA.6615.01.10e | PSZ262119EL | 8 | BCH-RACK-02-ACC-SW-02 | switch | CISCO | C1000-8FP-E-2G-L | 10.60.60.73 | Gi1/0/4 | PA to Commissioner
Yes | BCH | Customs Campus Area | Benapole Customs New Building | Ground Floor | Long Room | Rack-02 | VIVANCO | 15 | VSA.6615.01.10e | PSZ262119EL | 8 | BCH-RACK-02-ACC-SW-02 | switch | CISCO | C1000-8FP-E-2G-L | 10.60.60.73 | Gi1/0/5 | PA to Commissioner
Yes | BCH | Customs Campus Area | Benapole Customs New Building | Ground Floor | Long Room | Rack-02 | VIVANCO | 15 | VSA.6615.01.10e | PSZ262119EL | 8 | BCH-RACK-02-ACC-SW-02 | switch | CISCO | C1000-8FP-E-2G-L | 10.60.60.73 | Gi1/0/6 | Commissioner
Yes | BCH | Customs Campus Area | Benapole Customs New Building | Ground Floor | Long Room | Rack-02 | VIVANCO | 15 | VSA.6615.01.10e | PSZ262119EL | 8 | BCH-RACK-02-ACC-SW-02 | switch | CISCO | C1000-8FP-E-2G-L | 10.60.60.73 | Gi1/0/7 | Spare
Yes | BCH | Customs Campus Area | Benapole Customs New Building | Ground Floor | Long Room | Rack-02 | VIVANCO | 15 | VSA.6615.01.10e | PSZ262119EL | 8 | BCH-RACK-02-ACC-SW-02 | switch | CISCO | C1000-8FP-E-2G-L | 10.60.60.73 | Gi1/0/8 | Uplink-02
Yes | BCH | Customs Campus Area | Benapole Customs New Building | 1st Floor |  | Rack-03 | VIVANCO | 6 | VSA.6606.01.10e | PSZ262119GC | 5 | BCH-RACK-03-ACC-SW-01 | switch | CISCO | C1000-8FP-E-2G-L | 10.60.60.74 | Gi1/0/1 | JC- 2 (Room- 203)- PC
Yes | BCH | Customs Campus Area | Benapole Customs New Building | 1st Floor | - | Rack-03 | VIVANCO | 6 | VSA.6606.01.10e | PSZ262119GC | 5 | BCH-RACK-03-ACC-SW-01 | switch | CISCO | C1000-8FP-E-2G-L | 10.60.60.74 | Gi1/0/2 | Spare
Yes | BCH | Customs Campus Area | Benapole Customs New Building | 1st Floor | - | Rack-03 | VIVANCO | 6 | VSA.6606.01.10e | PSZ262119GC | 5 | BCH-RACK-03-ACC-SW-01 | switch | CISCO | C1000-8FP-E-2G-L | 10.60.60.74 | Gi1/0/3 | Law Branch (Room- 204)- PC
Yes | BCH | Customs Campus Area | Benapole Customs New Building | 1st Floor | - | Rack-03 | VIVANCO | 6 | VSA.6606.01.10e | PSZ262119GC | 5 | BCH-RACK-03-ACC-SW-01 | switch | CISCO | C1000-8FP-E-2G-L | 10.60.60.74 | Gi1/0/4 | ET Branch (Room- 203)- PC
Yes | BCH | Customs Campus Area | Benapole Customs New Building | 1st Floor | - | Rack-03 | VIVANCO | 6 | VSA.6606.01.10e | PSZ262119GC | 5 | BCH-RACK-03-ACC-SW-01 | switch | CISCO | C1000-8FP-E-2G-L | 10.60.60.74 | Gi1/0/5 | Policy Branch-PC
Yes | BCH | Customs Campus Area | Benapole Customs New Building | 1st Floor | - | Rack-03 | VIVANCO | 6 | VSA.6606.01.10e | PSZ262119GC | 5 | BCH-RACK-03-ACC-SW-01 | switch | CISCO | C1000-8FP-E-2G-L | 10.60.60.74 | Gi1/0/6 | Spare
Yes | BCH | Customs Campus Area | Benapole Customs New Building | 1st Floor | - | Rack-03 | VIVANCO | 6 | VSA.6606.01.10e | PSZ262119GC | 5 | BCH-RACK-03-ACC-SW-01 | switch | CISCO | C1000-8FP-E-2G-L | 10.60.60.74 | Gi1/0/7 | Spare
Yes | BCH | Customs Campus Area | Benapole Customs New Building | 1st Floor | - | Rack-03 | VIVANCO | 6 | VSA.6606.01.10e | PSZ262119GC | 5 | BCH-RACK-03-ACC-SW-01 | switch | CISCO | C1000-8FP-E-2G-L | 10.60.60.74 | Gi1/0/8 | Spare
Yes | BCH | Customs Campus Area | Benapole Customs New Building | 2nd Floor | - | Rack-04 | VIVANCO | 6 | VSA.6606.01.10e | PSZ262119A4 | 3 | BCH-RACK-04-ACC-SW-01 | switch | CISCO | C1000-8FP-E-2G-L | 10.60.60.75 | Gi1/0/1 | Spare
Yes | BCH | Customs Campus Area | Benapole Customs New Building | 2nd Floor | - | Rack-04 | VIVANCO | 6 | VSA.6606.01.10e | PSZ262119A4 | 3 | BCH-RACK-04-ACC-SW-01 | switch | CISCO | C1000-8FP-E-2G-L | 10.60.60.75 | Gi1/0/2 | Spare
Yes | BCH | Customs Campus Area | Benapole Customs New Building | 2nd Floor | - | Rack-04 | VIVANCO | 6 | VSA.6606.01.10e | PSZ262119A4 | 3 | BCH-RACK-04-ACC-SW-01 | switch | CISCO | C1000-8FP-E-2G-L | 10.60.60.75 | Gi1/0/3 | DC (Room- 303)- PC
Yes | BCH | Customs Campus Area | Benapole Customs New Building | 2nd Floor | - | Rack-04 | VIVANCO | 6 | VSA.6606.01.10e | PSZ262119A4 | 3 | BCH-RACK-04-ACC-SW-01 | switch | CISCO | C1000-8FP-E-2G-L | 10.60.60.75 | Gi1/0/4 | Spare
Yes | BCH | Customs Campus Area | Benapole Customs New Building | 2nd Floor | - | Rack-04 | VIVANCO | 6 | VSA.6606.01.10e | PSZ262119A4 | 3 | BCH-RACK-04-ACC-SW-01 | switch | CISCO | C1000-8FP-E-2G-L | 10.60.60.75 | Gi1/0/5 | Cash Branch-PC
Yes | BCH | Customs Campus Area | Benapole Customs New Building | 2nd Floor | - | Rack-04 | VIVANCO | 6 | VSA.6606.01.10e | PSZ262119A4 | 3 | BCH-RACK-04-ACC-SW-01 | switch | CISCO | C1000-8FP-E-2G-L | 10.60.60.75 | Gi1/0/6 | Spare
Yes | BCH | Customs Campus Area | Benapole Customs New Building | 2nd Floor | - | Rack-04 | VIVANCO | 6 | VSA.6606.01.10e | PSZ262119A4 | 3 | BCH-RACK-04-ACC-SW-01 | switch | CISCO | C1000-8FP-E-2G-L | 10.60.60.75 | Gi1/0/7 | DC (Room- 305)- PC
Yes | BCH | Customs Campus Area | Benapole Customs New Building | 2nd Floor | - | Rack-04 | VIVANCO | 6 | VSA.6606.01.10e | PSZ262119A4 | 3 | BCH-RACK-04-ACC-SW-01 | switch | CISCO | C1000-8FP-E-2G-L | 10.60.60.75 | Gi1/0/8 | Uplink-02
Yes | BCH | Customs Campus Area | Benapole Customs New Building | 2nd Floor | - | Rack-04 | VIVANCO | 6 | VSA.6606.01.10e | PSZ26201PUF | 5 | BCH-RACK-04-ACC-SW-02 | switch | CISCO | C1000-8FP-E-2G-L | 10.60.60.76 | Gi1/0/1 | Spare
Yes | BCH | Customs Campus Area | Benapole Customs New Building | 2nd Floor | - | Rack-04 | VIVANCO | 6 | VSA.6606.01.10e | PSZ26201PUF | 5 | BCH-RACK-04-ACC-SW-02 | switch | CISCO | C1000-8FP-E-2G-L | 10.60.60.76 | Gi1/0/2 | Spare
Yes | BCH | Customs Campus Area | Benapole Customs New Building | 2nd Floor | - | Rack-04 | VIVANCO | 6 | VSA.6606.01.10e | PSZ26201PUF | 5 | BCH-RACK-04-ACC-SW-02 | switch | CISCO | C1000-8FP-E-2G-L | 10.60.60.76 | Gi1/0/3 | Spare
Yes | BCH | Customs Campus Area | Benapole Customs New Building | 2nd Floor | - | Rack-04 | VIVANCO | 6 | VSA.6606.01.10e | PSZ26201PUF | 5 | BCH-RACK-04-ACC-SW-02 | switch | CISCO | C1000-8FP-E-2G-L | 10.60.60.76 | Gi1/0/4 | DC (Room- 307)- PC
Yes | BCH | Customs Campus Area | Benapole Customs New Building | 2nd Floor | - | Rack-04 | VIVANCO | 6 | VSA.6606.01.10e | PSZ26201PUF | 5 | BCH-RACK-04-ACC-SW-02 | switch | CISCO | C1000-8FP-E-2G-L | 10.60.60.76 | Gi1/0/5 | Spare
Yes | BCH | Customs Campus Area | Benapole Customs New Building | 2nd Floor | - | Rack-04 | VIVANCO | 6 | VSA.6606.01.10e | PSZ26201PUF | 5 | BCH-RACK-04-ACC-SW-02 | switch | CISCO | C1000-8FP-E-2G-L | 10.60.60.76 | Gi1/0/6 | Spare
Yes | BCH | Customs Campus Area | Benapole Customs New Building | 2nd Floor | - | Rack-04 | VIVANCO | 6 | VSA.6606.01.10e | PSZ26201PUF | 5 | BCH-RACK-04-ACC-SW-02 | switch | CISCO | C1000-8FP-E-2G-L | 10.60.60.76 | Gi1/0/7 | Spare
Yes | BCH | Customs Campus Area | Benapole Customs New Building | 2nd Floor | - | Rack-04 | VIVANCO | 6 | VSA.6606.01.10e | PSZ26201PUF | 5 | BCH-RACK-04-ACC-SW-02 | switch | CISCO | C1000-8FP-E-2G-L | 10.60.60.76 | Gi1/0/8 | Uplink-02
Yes | BCH | Customs Campus Area | Benapole Customs New Building | 3rd Floor | - | Rack-05 | VIVANCO | 6 | VSA.6606.01.10e | PSZ26201PT | 3 | BCH-RACK-05-ACC-SW-01 | switch | CISCO | C1000-8FP-E-2G-L | 10.60.60.77 | Gi1/0/1 | DC (Room- 301)- PC
Yes | BCH | Customs Campus Area | Benapole Customs New Building | 3rd Floor | - | Rack-05 | VIVANCO | 6 | VSA.6606.01.10e | PSZ26201PT | 3 | BCH-RACK-05-ACC-SW-01 | switch | CISCO | C1000-8FP-E-2G-L | 10.60.60.77 | Gi1/0/2 | Spare
Yes | BCH | Customs Campus Area | Benapole Customs New Building | 3rd Floor | - | Rack-05 | VIVANCO | 6 | VSA.6606.01.10e | PSZ26201PT | 3 | BCH-RACK-05-ACC-SW-01 | switch | CISCO | C1000-8FP-E-2G-L | 10.60.60.77 | Gi1/0/3 | Spare
Yes | BCH | Customs Campus Area | Benapole Customs New Building | 3rd Floor | - | Rack-05 | VIVANCO | 6 | VSA.6606.01.10e | PSZ26201PT | 3 | BCH-RACK-05-ACC-SW-01 | switch | CISCO | C1000-8FP-E-2G-L | 10.60.60.77 | Gi1/0/4 | Spare
Yes | BCH | Customs Campus Area | Benapole Customs New Building | 3rd Floor | - | Rack-05 | VIVANCO | 6 | VSA.6606.01.10e | PSZ26201PT | 3 | BCH-RACK-05-ACC-SW-01 | switch | CISCO | C1000-8FP-E-2G-L | 10.60.60.77 | Gi1/0/5 | DC (Room- 403)- PC
Yes | BCH | Customs Campus Area | Benapole Customs New Building | 3rd Floor | - | Rack-05 | VIVANCO | 6 | VSA.6606.01.10e | PSZ26201PT | 3 | BCH-RACK-05-ACC-SW-01 | switch | CISCO | C1000-8FP-E-2G-L | 10.60.60.77 | Gi1/0/6 | Spare
Yes | BCH | Customs Campus Area | Benapole Customs New Building | 3rd Floor | - | Rack-05 | VIVANCO | 6 | VSA.6606.01.10e | PSZ26201PT | 3 | BCH-RACK-05-ACC-SW-01 | switch | CISCO | C1000-8FP-E-2G-L | 10.60.60.77 | Gi1/0/7 | Spare
Yes | BCH | Customs Campus Area | Benapole Customs New Building | 3rd Floor | - | Rack-05 | VIVANCO | 6 | VSA.6606.01.10e | PSZ26201PT | 3 | BCH-RACK-05-ACC-SW-01 | switch | CISCO | C1000-8FP-E-2G-L | 10.60.60.77 | Gi1/0/8 | Uplink-02
Yes | BCH | Customs Campus Area | Benapole Customs New Building | 3rd Floor | - | Rack-05 | VIVANCO | 6 | VSA.6606.01.10e | PSZ262119DT | 5 | BCH-RACK-05-ACC-SW-02 | switch | CISCO | C1000-8FP-E-2G-L | 10.60.60.78 | Gi1/0/1 | Spare
Yes | BCH | Customs Campus Area | Benapole Customs New Building | 3rd Floor | - | Rack-05 | VIVANCO | 6 | VSA.6606.01.10e | PSZ262119DT | 5 | BCH-RACK-05-ACC-SW-02 | switch | CISCO | C1000-8FP-E-2G-L | 10.60.60.78 | Gi1/0/2 | Spare
Yes | BCH | Customs Campus Area | Benapole Customs New Building | 3rd Floor | - | Rack-05 | VIVANCO | 6 | VSA.6606.01.10e | PSZ262119DT | 5 | BCH-RACK-05-ACC-SW-02 | switch | CISCO | C1000-8FP-E-2G-L | 10.60.60.78 | Gi1/0/3 | JC-1 (Room- 405)- PC
Yes | BCH | Customs Campus Area | Benapole Customs New Building | 3rd Floor | - | Rack-05 | VIVANCO | 6 | VSA.6606.01.10e | PSZ262119DT | 5 | BCH-RACK-05-ACC-SW-02 | switch | CISCO | C1000-8FP-E-2G-L | 10.60.60.78 | Gi1/0/4 | Spare
Yes | BCH | Customs Campus Area | Benapole Customs New Building | 3rd Floor | - | Rack-05 | VIVANCO | 6 | VSA.6606.01.10e | PSZ262119DT | 5 | BCH-RACK-05-ACC-SW-02 | switch | CISCO | C1000-8FP-E-2G-L | 10.60.60.78 | Gi1/0/5 | PA to JC-1(Room- 405)- PC
Yes | BCH | Customs Campus Area | Benapole Customs New Building | 3rd Floor | - | Rack-05 | VIVANCO | 6 | VSA.6606.01.10e | PSZ262119DT | 5 | BCH-RACK-05-ACC-SW-02 | switch | CISCO | C1000-8FP-E-2G-L | 10.60.60.78 | Gi1/0/6 | Spare
Yes | BCH | Customs Campus Area | Benapole Customs New Building | 3rd Floor | - | Rack-05 | VIVANCO | 6 | VSA.6606.01.10e | PSZ262119DT | 5 | BCH-RACK-05-ACC-SW-02 | switch | CISCO | C1000-8FP-E-2G-L | 10.60.60.78 | Gi1/0/7 | Spare
Yes | BCH | Customs Campus Area | Benapole Customs New Building | 3rd Floor | - | Rack-05 | VIVANCO | 6 | VSA.6606.01.10e | PSZ262119DT | 5 | BCH-RACK-05-ACC-SW-02 | switch | CISCO | C1000-8FP-E-2G-L | 10.60.60.78 | Gi1/0/8 | Uplink-02
Yes | BCH | Customs Campus Area | Benapole Customs New Building | 4th Floor | - | Rack-06 | VIVANCO | 6 | VSA.6606.01.10e | JAE26240BD9 | 5 | BCH-RACK-06-ACC-SW-01 | switch | CISCO | C9200-24T-E | 10.60.60.79 | Gi1/0/1 | Computer Lab (Room- 505 to 507)- PC
Yes | BCH | Customs Campus Area | Benapole Customs New Building | 4th Floor | - | Rack-06 | VIVANCO | 6 | VSA.6606.01.10e | JAE26240BD9 | 5 | BCH-RACK-06-ACC-SW-01 | switch | CISCO | C9200-24T-E | 10.60.60.79 | Gi1/0/2 | Computer Lab (Room- 505 to 507)- PC
Yes | BCH | Customs Campus Area | Benapole Customs New Building | 4th Floor | - | Rack-06 | VIVANCO | 6 | VSA.6606.01.10e | JAE26240BD9 | 5 | BCH-RACK-06-ACC-SW-01 | switch | CISCO | C9200-24T-E | 10.60.60.79 | Gi1/0/3 | Access Point
Yes | BCH | Customs Campus Area | Benapole Customs New Building | 4th Floor | - | Rack-06 | VIVANCO | 6 | VSA.6606.01.10e | JAE26240BD9 | 5 | BCH-RACK-06-ACC-SW-01 | switch | CISCO | C9200-24T-E | 10.60.60.79 | Gi1/0/4 | Computer Lab (Room- 505 to 507)- PC
Yes | BCH | Customs Campus Area | Benapole Customs New Building | 4th Floor | - | Rack-06 | VIVANCO | 6 | VSA.6606.01.10e | JAE26240BD9 | 5 | BCH-RACK-06-ACC-SW-01 | switch | CISCO | C9200-24T-E | 10.60.60.79 | Gi1/0/5 | Computer Lab (Room- 505 to 507)- PC
Yes | BCH | Customs Campus Area | Benapole Customs New Building | 4th Floor | - | Rack-06 | VIVANCO | 6 | VSA.6606.01.10e | JAE26240BD9 | 5 | BCH-RACK-06-ACC-SW-01 | switch | CISCO | C9200-24T-E | 10.60.60.79 | Gi1/0/6 | Computer Lab (Room- 505 to 507)- PC
Yes | BCH | Customs Campus Area | Benapole Customs New Building | 4th Floor | - | Rack-06 | VIVANCO | 6 | VSA.6606.01.10e | JAE26240BD9 | 5 | BCH-RACK-06-ACC-SW-01 | switch | CISCO | C9200-24T-E | 10.60.60.79 | Gi1/0/7 | Computer Lab (Room- 505 to 507)- PC
Yes | BCH | Customs Campus Area | Benapole Customs New Building | 4th Floor | - | Rack-06 | VIVANCO | 6 | VSA.6606.01.10e | JAE26240BD9 | 5 | BCH-RACK-06-ACC-SW-01 | switch | CISCO | C9200-24T-E | 10.60.60.79 | Gi1/0/8 | Computer Lab (Room- 505 to 507)- PC
Yes | BCH | Customs Campus Area | Benapole Customs New Building | 4th Floor | - | Rack-06 | VIVANCO | 6 | VSA.6606.01.10e | JAE26240BD9 | 5 | BCH-RACK-06-ACC-SW-01 | switch | CISCO | C9200-24T-E | 10.60.60.79 | Gi1/0/9 | Computer Lab (Room- 505 to 507)- PC
Yes | BCH | Customs Campus Area | Benapole Customs New Building | 4th Floor | - | Rack-06 | VIVANCO | 6 | VSA.6606.01.10e | JAE26240BD9 | 5 | BCH-RACK-06-ACC-SW-01 | switch | CISCO | C9200-24T-E | 10.60.60.79 | Gi1/0/10 | Computer Lab (Room- 505 to 507)- PC
Yes | BCH | Customs Campus Area | Benapole Customs New Building | 4th Floor | - | Rack-06 | VIVANCO | 6 | VSA.6606.01.10e | JAE26240BD9 | 5 | BCH-RACK-06-ACC-SW-01 | switch | CISCO | C9200-24T-E | 10.60.60.79 | Gi1/0/11 | Computer Lab (Room- 505 to 507)- PC
Yes | BCH | Customs Campus Area | Benapole Customs New Building | 4th Floor | - | Rack-06 | VIVANCO | 6 | VSA.6606.01.10e | JAE26240BD9 | 5 | BCH-RACK-06-ACC-SW-01 | switch | CISCO | C9200-24T-E | 10.60.60.79 | Gi1/0/12 | Computer Lab (Room- 505 to 507)- PC
Yes | BCH | Customs Campus Area | Benapole Customs New Building | 4th Floor | - | Rack-06 | VIVANCO | 6 | VSA.6606.01.10e | JAE26240BD9 | 5 | BCH-RACK-06-ACC-SW-01 | switch | CISCO | C9200-24T-E | 10.60.60.79 | Gi1/0/13 | Computer Lab (Room- 505 to 507)- PC
Yes | BCH | Customs Campus Area | Benapole Customs New Building | 4th Floor | - | Rack-06 | VIVANCO | 6 | VSA.6606.01.10e | JAE26240BD9 | 5 | BCH-RACK-06-ACC-SW-01 | switch | CISCO | C9200-24T-E | 10.60.60.79 | Gi1/0/14 | Computer Lab (Room- 505 to 507)- PC
Yes | BCH | Customs Campus Area | Benapole Customs New Building | 4th Floor | - | Rack-06 | VIVANCO | 6 | VSA.6606.01.10e | JAE26240BD9 | 5 | BCH-RACK-06-ACC-SW-01 | switch | CISCO | C9200-24T-E | 10.60.60.79 | Gi1/0/15 | Computer Lab (Room- 505 to 507)- PC
Yes | BCH | Customs Campus Area | Benapole Customs New Building | 4th Floor | - | Rack-06 | VIVANCO | 6 | VSA.6606.01.10e | JAE26240BD9 | 5 | BCH-RACK-06-ACC-SW-01 | switch | CISCO | C9200-24T-E | 10.60.60.79 | Gi1/0/16 | Computer Lab (Room- 505 to 507)- PC
Yes | BCH | Customs Campus Area | Benapole Customs New Building | 4th Floor | - | Rack-06 | VIVANCO | 6 | VSA.6606.01.10e | JAE26240BD9 | 5 | BCH-RACK-06-ACC-SW-01 | switch | CISCO | C9200-24T-E | 10.60.60.79 | Gi1/0/17 | RO (Room- 503)- PC
Yes | BCH | Customs Campus Area | Benapole Customs New Building | 4th Floor | - | Rack-06 | VIVANCO | 6 | VSA.6606.01.10e | JAE26240BD9 | 5 | BCH-RACK-06-ACC-SW-01 | switch | CISCO | C9200-24T-E | 10.60.60.79 | Gi1/0/18 | Operator -(Room- 503)-PC
Yes | BCH | Customs Campus Area | Benapole Customs New Building | 4th Floor | - | Rack-06 | VIVANCO | 6 | VSA.6606.01.10e | JAE26240BD9 | 5 | BCH-RACK-06-ACC-SW-01 | switch | CISCO | C9200-24T-E | 10.60.60.79 | Gi1/0/19 | Operator -(Room-502)-PC
Yes | BCH | Customs Campus Area | Benapole Customs New Building | 4th Floor | - | Rack-06 | VIVANCO | 6 | VSA.6606.01.10e | JAE26240BD9 | 5 | BCH-RACK-06-ACC-SW-01 | switch | CISCO | C9200-24T-E | 10.60.60.79 | Gi1/0/20 | Spare (Room-502)
Yes | BCH | Customs Campus Area | Benapole Customs New Building | 4th Floor | - | Rack-06 | VIVANCO | 6 | VSA.6606.01.10e | JAE26240BD9 | 5 | BCH-RACK-06-ACC-SW-01 | switch | CISCO | C9200-24T-E | 10.60.60.79 | Gi1/0/21 | Spare(Room-502)
Yes | BCH | Customs Campus Area | Benapole Customs New Building | 4th Floor | - | Rack-06 | VIVANCO | 6 | VSA.6606.01.10e | JAE26240BD9 | 5 | BCH-RACK-06-ACC-SW-01 | switch | CISCO | C9200-24T-E | 10.60.60.79 | Gi1/0/22 | Operator (Room-502)-PC
Yes | BCH | Customs Campus Area | Benapole Customs New Building | 4th Floor | - | Rack-06 | VIVANCO | 6 | VSA.6606.01.10e | JAE26240BD9 | 5 | BCH-RACK-06-ACC-SW-01 | switch | CISCO | C9200-24T-E | 10.60.60.79 | Gi1/0/23 | AP (Room- 501)- PC
Yes | BCH | Customs Campus Area | Benapole Customs New Building | 4th Floor | - | Rack-06 | VIVANCO | 6 | VSA.6606.01.10e | JAE26240BD9 | 5 | BCH-RACK-06-ACC-SW-01 | switch | CISCO | C9200-24T-E | 10.60.60.79 | Gi1/0/24 | AP(Room-501)- PC
Yes | BCH | Customs Campus Area | Benapole Customs New Building | 5th Floor | - | Rack-07 | VIVANCO | 6 | VSA.6606.01.10e | PSZ262119MF | 5 | BCH-RACK-07-ACC-SW-01 | switch | CISCO | C1000-8FP-E-2G-L | 10.60.60.80 | Gi1/0/1 | GL Branch (Room- 602)- PC
Yes | BCH | Customs Campus Area | Benapole Customs New Building | 5th Floor | - | Rack-07 | VIVANCO | 6 | VSA.6606.01.10e | PSZ262119MF | 5 | BCH-RACK-07-ACC-SW-01 | switch | CISCO | C1000-8FP-E-2G-L | 10.60.60.80 | Gi1/0/2 | Spare
Yes | BCH | Customs Campus Area | Benapole Customs New Building | 5th Floor | - | Rack-07 | VIVANCO | 6 | VSA.6606.01.10e | PSZ262119MF | 5 | BCH-RACK-07-ACC-SW-01 | switch | CISCO | C1000-8FP-E-2G-L | 10.60.60.80 | Gi1/0/3 | Spare
Yes | BCH | Customs Campus Area | Benapole Customs New Building | 5th Floor | - | Rack-07 | VIVANCO | 6 | VSA.6606.01.10e | PSZ262119MF | 5 | BCH-RACK-07-ACC-SW-01 | switch | CISCO | C1000-8FP-E-2G-L | 10.60.60.80 | Gi1/0/4 | Confarence Room room(605-607)
Yes | BCH | Customs Campus Area | Benapole Customs New Building | 5th Floor | - | Rack-07 | VIVANCO | 6 | VSA.6606.01.10e | PSZ262119MF | 5 | BCH-RACK-07-ACC-SW-01 | switch | CISCO | C1000-8FP-E-2G-L | 10.60.60.80 | Gi1/0/5 | Spare
Yes | BCH | Customs Campus Area | Benapole Customs New Building | 5th Floor | - | Rack-07 | VIVANCO | 6 | VSA.6606.01.10e | PSZ262119MF | 5 | BCH-RACK-07-ACC-SW-01 | switch | CISCO | C1000-8FP-E-2G-L | 10.60.60.80 | Gi1/0/6 | Spare
Yes | BCH | Customs Campus Area | Benapole Customs New Building | 5th Floor | - | Rack-07 | VIVANCO | 6 | VSA.6606.01.10e | PSZ262119MF | 5 | BCH-RACK-07-ACC-SW-01 | switch | CISCO | C1000-8FP-E-2G-L | 10.60.60.80 | Gi1/0/7 | Spare
Yes | BCH | Customs Campus Area | Benapole Customs New Building | 5th Floor | - | Rack-07 | VIVANCO | 6 | VSA.6606.01.10e | PSZ262119MF | 5 | BCH-RACK-07-ACC-SW-01 | switch | CISCO | C1000-8FP-E-2G-L | 10.60.60.80 | Gi1/0/8 | Spare
Yes | BCH | Customs Campus Area | Old Building | Ground Floor | - | Rack-08 | VIVANCO | 15 | VSA.6615.01.10e | JAE26431532 | 4 | BCH-RACK-08-ACC-SW-01 | switch | CISCO | C9200-48T-E | 10.60.60.81 | Gi1/0/1 | Spare
Yes | BCH | Customs Campus Area | Old Building | Ground Floor | - | Rack-08 | VIVANCO | 15 | VSA.6615.01.10e | JAE26431532 | 4 | BCH-RACK-08-ACC-SW-01 | switch | CISCO | C9200-48T-E | 10.60.60.81 | Gi1/0/2 | Spare
Yes | BCH | Customs Campus Area | Old Building | Ground Floor | - | Rack-08 | VIVANCO | 15 | VSA.6615.01.10e | JAE26431532 | 4 | BCH-RACK-08-ACC-SW-01 | switch | CISCO | C9200-48T-E | 10.60.60.81 | Gi1/0/3 | RO-Unstaffing Branch Room-PC
Yes | BCH | Customs Campus Area | Old Building | Ground Floor | - | Rack-08 | VIVANCO | 15 | VSA.6615.01.10e | JAE26431532 | 4 | BCH-RACK-08-ACC-SW-01 | switch | CISCO | C9200-48T-E | 10.60.60.81 | Gi1/0/4 | Spare
Yes | BCH | Customs Campus Area | Old Building | Ground Floor | - | Rack-08 | VIVANCO | 15 | VSA.6615.01.10e | JAE26431532 | 4 | BCH-RACK-08-ACC-SW-01 | switch | CISCO | C9200-48T-E | 10.60.60.81 | Gi1/0/5 | Spare
Yes | BCH | Customs Campus Area | Old Building | Ground Floor | - | Rack-08 | VIVANCO | 15 | VSA.6615.01.10e | JAE26431532 | 4 | BCH-RACK-08-ACC-SW-01 | switch | CISCO | C9200-48T-E | 10.60.60.81 | Gi1/0/6 | Spare
Yes | BCH | Customs Campus Area | Old Building | Ground Floor | - | Rack-08 | VIVANCO | 15 | VSA.6615.01.10e | JAE26431532 | 4 | BCH-RACK-08-ACC-SW-01 | switch | CISCO | C9200-48T-E | 10.60.60.81 | Gi1/0/7 | Spare
Yes | BCH | Customs Campus Area | Old Building | Ground Floor | - | Rack-08 | VIVANCO | 15 | VSA.6615.01.10e | JAE26431532 | 4 | BCH-RACK-08-ACC-SW-01 | switch | CISCO | C9200-48T-E | 10.60.60.81 | Gi1/0/8 | Spare
Yes | BCH | Customs Campus Area | Old Building | Ground Floor | - | Rack-08 | VIVANCO | 15 | VSA.6615.01.10e | JAE26431532 | 4 | BCH-RACK-08-ACC-SW-01 | switch | CISCO | C9200-48T-E | 10.60.60.81 | Gi1/0/9 | Spare
Yes | BCH | Customs Campus Area | Old Building | Ground Floor | - | Rack-08 | VIVANCO | 15 | VSA.6615.01.10e | JAE26431532 | 4 | BCH-RACK-08-ACC-SW-01 | switch | CISCO | C9200-48T-E | 10.60.60.81 | Gi1/0/10 | Spare
Yes | BCH | Customs Campus Area | Old Building | Ground Floor | - | Rack-08 | VIVANCO | 15 | VSA.6615.01.10e | JAE26431532 | 4 | BCH-RACK-08-ACC-SW-01 | switch | CISCO | C9200-48T-E | 10.60.60.81 | Gi1/0/11 | Spare
Yes | BCH | Customs Campus Area | Old Building | Ground Floor | - | Rack-08 | VIVANCO | 15 | VSA.6615.01.10e | JAE26431532 | 4 | BCH-RACK-08-ACC-SW-01 | switch | CISCO | C9200-48T-E | 10.60.60.81 | Gi1/0/12 | Spare
Yes | BCH | Customs Campus Area | Old Building | Ground Floor | - | Rack-08 | VIVANCO | 15 | VSA.6615.01.10e | JAE26431532 | 4 | BCH-RACK-08-ACC-SW-01 | switch | CISCO | C9200-48T-E | 10.60.60.81 | Gi1/0/13 | Spare
Yes | BCH | Customs Campus Area | Old Building | Ground Floor | - | Rack-08 | VIVANCO | 15 | VSA.6615.01.10e | JAE26431532 | 4 | BCH-RACK-08-ACC-SW-01 | switch | CISCO | C9200-48T-E | 10.60.60.81 | Gi1/0/14 | Spare
Yes | BCH | Customs Campus Area | Old Building | Ground Floor | - | Rack-08 | VIVANCO | 15 | VSA.6615.01.10e | JAE26431532 | 4 | BCH-RACK-08-ACC-SW-01 | switch | CISCO | C9200-48T-E | 10.60.60.81 | Gi1/0/15 | Spare
Yes | BCH | Customs Campus Area | Old Building | Ground Floor | - | Rack-08 | VIVANCO | 15 | VSA.6615.01.10e | JAE26431532 | 4 | BCH-RACK-08-ACC-SW-01 | switch | CISCO | C9200-48T-E | 10.60.60.81 | Gi1/0/16 | Spare
Yes | BCH | Customs Campus Area | Old Building | Ground Floor | - | Rack-08 | VIVANCO | 15 | VSA.6615.01.10e | JAE26431532 | 4 | BCH-RACK-08-ACC-SW-01 | switch | CISCO | C9200-48T-E | 10.60.60.81 | Gi1/0/17 | Spare
Yes | BCH | Customs Campus Area | Old Building | Ground Floor | - | Rack-08 | VIVANCO | 15 | VSA.6615.01.10e | JAE26431532 | 4 | BCH-RACK-08-ACC-SW-01 | switch | CISCO | C9200-48T-E | 10.60.60.81 | Gi1/0/18 | ARO (Group-9)-PC
Yes | BCH | Customs Campus Area | Old Building | Ground Floor | - | Rack-08 | VIVANCO | 15 | VSA.6615.01.10e | JAE26431532 | 4 | BCH-RACK-08-ACC-SW-01 | switch | CISCO | C9200-48T-E | 10.60.60.81 | Gi1/0/19 | Spare
Yes | BCH | Customs Campus Area | Old Building | Ground Floor | - | Rack-08 | VIVANCO | 15 | VSA.6615.01.10e | JAE26431532 | 4 | BCH-RACK-08-ACC-SW-01 | switch | CISCO | C9200-48T-E | 10.60.60.81 | Gi1/0/20 | ARO (Group-9)-PC
Yes | BCH | Customs Campus Area | Old Building | Ground Floor | - | Rack-08 | VIVANCO | 15 | VSA.6615.01.10e | JAE26431532 | 4 | BCH-RACK-08-ACC-SW-01 | switch | CISCO | C9200-48T-E | 10.60.60.81 | Gi1/0/21 | Spare
Yes | BCH | Customs Campus Area | Old Building | Ground Floor | - | Rack-08 | VIVANCO | 15 | VSA.6615.01.10e | JAE26431532 | 4 | BCH-RACK-08-ACC-SW-01 | switch | CISCO | C9200-48T-E | 10.60.60.81 | Gi1/0/22 | Spare
Yes | BCH | Customs Campus Area | Old Building | Ground Floor | - | Rack-08 | VIVANCO | 15 | VSA.6615.01.10e | JAE26431532 | 4 | BCH-RACK-08-ACC-SW-01 | switch | CISCO | C9200-48T-E | 10.60.60.81 | Gi1/0/23 | RO (Group-9)-PC
Yes | BCH | Customs Campus Area | Old Building | Ground Floor | - | Rack-08 | VIVANCO | 15 | VSA.6615.01.10e | JAE26431532 | 4 | BCH-RACK-08-ACC-SW-01 | switch | CISCO | C9200-48T-E | 10.60.60.81 | Gi1/0/24 | Spare
Yes | BCH | Customs Campus Area | Old Building | Ground Floor | - | Rack-08 | VIVANCO | 15 | VSA.6615.01.10e | JAE26431532 | 4 | BCH-RACK-08-ACC-SW-01 | switch | CISCO | C9200-48T-E | 10.60.60.81 | Gi1/0/25 | ARO (Group-5)-PC
Yes | BCH | Customs Campus Area | Old Building | Ground Floor | - | Rack-08 | VIVANCO | 15 | VSA.6615.01.10e | JAE26431532 | 4 | BCH-RACK-08-ACC-SW-01 | switch | CISCO | C9200-48T-E | 10.60.60.81 | Gi1/0/26 | RO (Group-5)-PC
Yes | BCH | Customs Campus Area | Old Building | Ground Floor | - | Rack-08 | VIVANCO | 15 | VSA.6615.01.10e | JAE26431532 | 4 | BCH-RACK-08-ACC-SW-01 | switch | CISCO | C9200-48T-E | 10.60.60.81 | Gi1/0/27 | ARO (Group-5)
Yes | BCH | Customs Campus Area | Old Building | Ground Floor | - | Rack-08 | VIVANCO | 15 | VSA.6615.01.10e | JAE26431532 | 4 | BCH-RACK-08-ACC-SW-01 | switch | CISCO | C9200-48T-E | 10.60.60.81 | Gi1/0/28 | Operator (Group-5)-PC
Yes | BCH | Customs Campus Area | Old Building | Ground Floor | - | Rack-08 | VIVANCO | 15 | VSA.6615.01.10e | JAE26431532 | 4 | BCH-RACK-08-ACC-SW-01 | switch | CISCO | C9200-48T-E | 10.60.60.81 | Gi1/0/29 | ARO (Group-5)-PC
Yes | BCH | Customs Campus Area | Old Building | Ground Floor | - | Rack-08 | VIVANCO | 15 | VSA.6615.01.10e | JAE26431532 | 4 | BCH-RACK-08-ACC-SW-01 | switch | CISCO | C9200-48T-E | 10.60.60.81 | Gi1/0/30 | Printer (Group-5)
Yes | BCH | Customs Campus Area | Old Building | Ground Floor | - | Rack-08 | VIVANCO | 15 | VSA.6615.01.10e | JAE26431532 | 4 | BCH-RACK-08-ACC-SW-01 | switch | CISCO | C9200-48T-E | 10.60.60.81 | Gi1/0/31 | Spare
Yes | BCH | Customs Campus Area | Old Building | Ground Floor | - | Rack-08 | VIVANCO | 15 | VSA.6615.01.10e | JAE26431532 | 4 | BCH-RACK-08-ACC-SW-01 | switch | CISCO | C9200-48T-E | 10.60.60.81 | Gi1/0/32 | Spare
Yes | BCH | Customs Campus Area | Old Building | Ground Floor | - | Rack-08 | VIVANCO | 15 | VSA.6615.01.10e | JAE26431532 | 4 | BCH-RACK-08-ACC-SW-01 | switch | CISCO | C9200-48T-E | 10.60.60.81 | Gi1/0/33 | Spare
Yes | BCH | Customs Campus Area | Old Building | Ground Floor | - | Rack-08 | VIVANCO | 15 | VSA.6615.01.10e | JAE26431532 | 4 | BCH-RACK-08-ACC-SW-01 | switch | CISCO | C9200-48T-E | 10.60.60.81 | Gi1/0/34 | RO (Group- 8)- PC
Yes | BCH | Customs Campus Area | Old Building | Ground Floor | - | Rack-08 | VIVANCO | 15 | VSA.6615.01.10e | JAE26431532 | 4 | BCH-RACK-08-ACC-SW-01 | switch | CISCO | C9200-48T-E | 10.60.60.81 | Gi1/0/35 | Printer (Group-8)
Yes | BCH | Customs Campus Area | Old Building | Ground Floor | - | Rack-08 | VIVANCO | 15 | VSA.6615.01.10e | JAE26431532 | 4 | BCH-RACK-08-ACC-SW-01 | switch | CISCO | C9200-48T-E | 10.60.60.81 | Gi1/0/36 | ARO (Group- 8)- PC
Yes | BCH | Customs Campus Area | Old Building | Ground Floor | - | Rack-08 | VIVANCO | 15 | VSA.6615.01.10e | JAE26431532 | 4 | BCH-RACK-08-ACC-SW-01 | switch | CISCO | C9200-48T-E | 10.60.60.81 | Gi1/0/37 | Operator (Group-8)-PC
Yes | BCH | Customs Campus Area | Old Building | Ground Floor | - | Rack-08 | VIVANCO | 15 | VSA.6615.01.10e | JAE26431532 | 4 | BCH-RACK-08-ACC-SW-01 | switch | CISCO | C9200-48T-E | 10.60.60.81 | Gi1/0/38 | ARO (Group- 8)- PC
Yes | BCH | Customs Campus Area | Old Building | Ground Floor | - | Rack-08 | VIVANCO | 15 | VSA.6615.01.10e | JAE26431532 | 4 | BCH-RACK-08-ACC-SW-01 | switch | CISCO | C9200-48T-E | 10.60.60.81 | Gi1/0/39 | Spare
Yes | BCH | Customs Campus Area | Old Building | Ground Floor | - | Rack-08 | VIVANCO | 15 | VSA.6615.01.10e | JAE26431532 | 4 | BCH-RACK-08-ACC-SW-01 | switch | CISCO | C9200-48T-E | 10.60.60.81 | Gi1/0/40 | ARO (Group- 8)- PC
Yes | BCH | Customs Campus Area | Old Building | Ground Floor | - | Rack-08 | VIVANCO | 15 | VSA.6615.01.10e | JAE26431532 | 4 | BCH-RACK-08-ACC-SW-01 | switch | CISCO | C9200-48T-E | 10.60.60.81 | Gi1/0/41 | RO (Group- 7)- PC
Yes | BCH | Customs Campus Area | Old Building | Ground Floor | - | Rack-08 | VIVANCO | 15 | VSA.6615.01.10e | JAE26431532 | 4 | BCH-RACK-08-ACC-SW-01 | switch | CISCO | C9200-48T-E | 10.60.60.81 | Gi1/0/42 | RO (Group- 7)- PC
Yes | BCH | Customs Campus Area | Old Building | Ground Floor | - | Rack-08 | VIVANCO | 15 | VSA.6615.01.10e | JAE26431532 | 4 | BCH-RACK-08-ACC-SW-01 | switch | CISCO | C9200-48T-E | 10.60.60.81 | Gi1/0/43 | Printer(Group-7)
Yes | BCH | Customs Campus Area | Old Building | Ground Floor | - | Rack-08 | VIVANCO | 15 | VSA.6615.01.10e | JAE26431532 | 4 | BCH-RACK-08-ACC-SW-01 | switch | CISCO | C9200-48T-E | 10.60.60.81 | Gi1/0/44 | Spare
Yes | BCH | Customs Campus Area | Old Building | Ground Floor | - | Rack-08 | VIVANCO | 15 | VSA.6615.01.10e | JAE26431532 | 4 | BCH-RACK-08-ACC-SW-01 | switch | CISCO | C9200-48T-E | 10.60.60.81 | Gi1/0/45 | Spare
Yes | BCH | Customs Campus Area | Old Building | Ground Floor | - | Rack-08 | VIVANCO | 15 | VSA.6615.01.10e | JAE26431532 | 4 | BCH-RACK-08-ACC-SW-01 | switch | CISCO | C9200-48T-E | 10.60.60.81 | Gi1/0/46 | Branch -PC
Yes | BCH | Customs Campus Area | Old Building | Ground Floor | - | Rack-08 | VIVANCO | 15 | VSA.6615.01.10e | JAE26431532 | 4 | BCH-RACK-08-ACC-SW-01 | switch | CISCO | C9200-48T-E | 10.60.60.81 | Gi1/0/47 | Spare
Yes | BCH | Customs Campus Area | Old Building | Ground Floor | - | Rack-08 | VIVANCO | 15 | VSA.6615.01.10e | JAE26431532 | 4 | BCH-RACK-08-ACC-SW-01 | switch | CISCO | C9200-48T-E | 10.60.60.81 | Gi1/0/48 | Spare
Yes | BCH | Customs Campus Area | Jinia House | 2nd Floor | - | Rack-13 | VIVANCO | 6 | VSA.6606.01.10e | PSZ262119DX | 4 | BCH-RACK-13-ACC-SW-01 | switch | CISCO | C1000-8FP-E-2G-L | 10.60.60.86 | Gi1/0/1 | Spare
Yes | BCH | Customs Campus Area | Jinia House | 2nd Floor | - | Rack-13 | VIVANCO | 6 | VSA.6606.01.10e | PSZ262119DX | 4 | BCH-RACK-13-ACC-SW-01 | switch | CISCO | C1000-8FP-E-2G-L | 10.60.60.86 | Gi1/0/2 | Spare
Yes | BCH | Customs Campus Area | Jinia House | 2nd Floor | - | Rack-13 | VIVANCO | 6 | VSA.6606.01.10e | PSZ262119DX | 4 | BCH-RACK-13-ACC-SW-01 | switch | CISCO | C1000-8FP-E-2G-L | 10.60.60.86 | Gi1/0/3 | Spare
Yes | BCH | Customs Campus Area | Jinia House | 2nd Floor | - | Rack-13 | VIVANCO | 6 | VSA.6606.01.10e | PSZ262119DX | 4 | BCH-RACK-13-ACC-SW-01 | switch | CISCO | C1000-8FP-E-2G-L | 10.60.60.86 | Gi1/0/4 | Spare
Yes | BCH | Customs Campus Area | Jinia House | 2nd Floor | - | Rack-13 | VIVANCO | 6 | VSA.6606.01.10e | PSZ262119DX | 4 | BCH-RACK-13-ACC-SW-01 | switch | CISCO | C1000-8FP-E-2G-L | 10.60.60.86 | Gi1/0/5 | Spare
Yes | BCH | Customs Campus Area | Jinia House | 2nd Floor | - | Rack-13 | VIVANCO | 6 | VSA.6606.01.10e | PSZ262119DX | 4 | BCH-RACK-13-ACC-SW-01 | switch | CISCO | C1000-8FP-E-2G-L | 10.60.60.86 | Gi1/0/6 | Spare
Yes | BCH | Customs Campus Area | Jinia House | 2nd Floor | - | Rack-13 | VIVANCO | 6 | VSA.6606.01.10e | PSZ262119DX | 4 | BCH-RACK-13-ACC-SW-01 | switch | CISCO | C1000-8FP-E-2G-L | 10.60.60.86 | Gi1/0/7 | Access Point
Yes | BCH | Customs Campus Area | Jinia House | 2nd Floor | - | Rack-13 | VIVANCO | 6 | VSA.6606.01.10e | PSZ262119DX | 4 | BCH-RACK-13-ACC-SW-01 | switch | CISCO | C1000-8FP-E-2G-L | 10.60.60.86 | Gi1/0/8 | Access Point
Yes | BCH | Customs Campus Area | Jinia House | 2nd Floor | - | Rack-13 | VIVANCO | 6 | VSA.6606.01.10e | PSZ262119JS | 6 | BCH-RACK-13-ACC-SW-02 | switch | CISCO | C1000-8FP-E-2G-L | 10.60.60.87 | Gi1/0/1 | Spare
Yes | BCH | Customs Campus Area | Jinia House | 2nd Floor | - | Rack-13 | VIVANCO | 6 | VSA.6606.01.10e | PSZ262119JS | 6 | BCH-RACK-13-ACC-SW-02 | switch | CISCO | C1000-8FP-E-2G-L | 10.60.60.87 | Gi1/0/2 | Spare
Yes | BCH | Customs Campus Area | Jinia House | 2nd Floor | - | Rack-13 | VIVANCO | 6 | VSA.6606.01.10e | PSZ262119JS | 6 | BCH-RACK-13-ACC-SW-02 | switch | CISCO | C1000-8FP-E-2G-L | 10.60.60.87 | Gi1/0/3 | Spare
Yes | BCH | Customs Campus Area | Jinia House | 2nd Floor | - | Rack-13 | VIVANCO | 6 | VSA.6606.01.10e | PSZ262119JS | 6 | BCH-RACK-13-ACC-SW-02 | switch | CISCO | C1000-8FP-E-2G-L | 10.60.60.87 | Gi1/0/4 | Spare
Yes | BCH | Customs Campus Area | Jinia House | 2nd Floor | - | Rack-13 | VIVANCO | 6 | VSA.6606.01.10e | PSZ262119JS | 6 | BCH-RACK-13-ACC-SW-02 | switch | CISCO | C1000-8FP-E-2G-L | 10.60.60.87 | Gi1/0/5 | Spare
Yes | BCH | Customs Campus Area | Jinia House | 2nd Floor | - | Rack-13 | VIVANCO | 6 | VSA.6606.01.10e | PSZ262119JS | 6 | BCH-RACK-13-ACC-SW-02 | switch | CISCO | C1000-8FP-E-2G-L | 10.60.60.87 | Gi1/0/6 | Spare
Yes | BCH | Customs Campus Area | Jinia House | 2nd Floor | - | Rack-13 | VIVANCO | 6 | VSA.6606.01.10e | PSZ262119JS | 6 | BCH-RACK-13-ACC-SW-02 | switch | CISCO | C1000-8FP-E-2G-L | 10.60.60.87 | Gi1/0/7 | Spare
Yes | BCH | Customs Campus Area | Jinia House | 2nd Floor | - | Rack-13 | VIVANCO | 6 | VSA.6606.01.10e | PSZ262119JS | 6 | BCH-RACK-13-ACC-SW-02 | switch | CISCO | C1000-8FP-E-2G-L | 10.60.60.87 | Gi1/0/8 | Spare
Yes | BCH | Customs Campus Area | JC/ADC's Bungalow | Ground floor | - | Rack-12 | VIVANCO | 6 | VSA.6606.01.10e | PSZ262119FE | 5 | BCH-RACK-12-ACC-SW-01 | switch | CISCO | C1000-8FP-E-2G-L | 10.60.60.85 | Gi1/0/1 | Access Point
Yes | BCH | Customs Campus Area | JC/ADC's Bungalow | Ground floor | - | Rack-12 | VIVANCO | 6 | VSA.6606.01.10e | PSZ262119FE | 5 | BCH-RACK-12-ACC-SW-01 | switch | CISCO | C1000-8FP-E-2G-L | 10.60.60.85 | Gi1/0/2 | Access Point
Yes | BCH | Customs Campus Area | JC/ADC's Bungalow | Ground floor | - | Rack-12 | VIVANCO | 6 | VSA.6606.01.10e | PSZ262119FE | 5 | BCH-RACK-12-ACC-SW-01 | switch | CISCO | C1000-8FP-E-2G-L | 10.60.60.85 | Gi1/0/3 | Spare
Yes | BCH | Customs Campus Area | JC/ADC's Bungalow | Ground floor | - | Rack-12 | VIVANCO | 6 | VSA.6606.01.10e | PSZ262119FE | 5 | BCH-RACK-12-ACC-SW-01 | switch | CISCO | C1000-8FP-E-2G-L | 10.60.60.85 | Gi1/0/4 | Spare
Yes | BCH | Customs Campus Area | JC/ADC's Bungalow | Ground floor | - | Rack-12 | VIVANCO | 6 | VSA.6606.01.10e | PSZ262119FE | 5 | BCH-RACK-12-ACC-SW-01 | switch | CISCO | C1000-8FP-E-2G-L | 10.60.60.85 | Gi1/0/5 | Spare
Yes | BCH | Customs Campus Area | JC/ADC's Bungalow | Ground floor | - | Rack-12 | VIVANCO | 6 | VSA.6606.01.10e | PSZ262119FE | 5 | BCH-RACK-12-ACC-SW-01 | switch | CISCO | C1000-8FP-E-2G-L | 10.60.60.85 | Gi1/0/6 | Spare
Yes | BCH | Customs Campus Area | JC/ADC's Bungalow | Ground floor | - | Rack-12 | VIVANCO | 6 | VSA.6606.01.10e | PSZ262119FE | 5 | BCH-RACK-12-ACC-SW-01 | switch | CISCO | C1000-8FP-E-2G-L | 10.60.60.85 | Gi1/0/7 | Spare
Yes | BCH | Customs Campus Area | JC/ADC's Bungalow | Ground floor | - | Rack-12 | VIVANCO | 6 | VSA.6606.01.10e | PSZ262119FE | 5 | BCH-RACK-12-ACC-SW-01 | switch | CISCO | C1000-8FP-E-2G-L | 10.60.60.85 | Gi1/0/8 | Spare
Yes | BCH | Customs Campus Area | Commissioner's Bungalow | Ground floor | - | Rack-11 | VIVANCO | 6 | VSA.6606.01.10e | PSZ262119BQ | 5 | BCH-RACK-11-ACC-SW-01 | switch | CISCO | C1000-8FP-E-2G-L | 10.60.60.84 | Gi1/0/1 | Spare
Yes | BCH | Customs Campus Area | Commissioner's Bungalow | Ground floor | - | Rack-11 | VIVANCO | 6 | VSA.6606.01.10e | PSZ262119BQ | 5 | BCH-RACK-11-ACC-SW-01 | switch | CISCO | C1000-8FP-E-2G-L | 10.60.60.84 | Gi1/0/2 | Spare
Yes | BCH | Customs Campus Area | Commissioner's Bungalow | Ground floor | - | Rack-11 | VIVANCO | 6 | VSA.6606.01.10e | PSZ262119BQ | 5 | BCH-RACK-11-ACC-SW-01 | switch | CISCO | C1000-8FP-E-2G-L | 10.60.60.84 | Gi1/0/3 | Access Point
Yes | BCH | Customs Campus Area | Commissioner's Bungalow | Ground floor | - | Rack-11 | VIVANCO | 6 | VSA.6606.01.10e | PSZ262119BQ | 5 | BCH-RACK-11-ACC-SW-01 | switch | CISCO | C1000-8FP-E-2G-L | 10.60.60.84 | Gi1/0/4 | Spare
Yes | BCH | Customs Campus Area | Commissioner's Bungalow | Ground floor | - | Rack-11 | VIVANCO | 6 | VSA.6606.01.10e | PSZ262119BQ | 5 | BCH-RACK-11-ACC-SW-01 | switch | CISCO | C1000-8FP-E-2G-L | 10.60.60.84 | Gi1/0/5 | Spare
Yes | BCH | Customs Campus Area | Commissioner's Bungalow | Ground floor | - | Rack-11 | VIVANCO | 6 | VSA.6606.01.10e | PSZ262119BQ | 5 | BCH-RACK-11-ACC-SW-01 | switch | CISCO | C1000-8FP-E-2G-L | 10.60.60.84 | Gi1/0/6 | Spare
Yes | BCH | Customs Campus Area | Commissioner's Bungalow | Ground floor | - | Rack-11 | VIVANCO | 6 | VSA.6606.01.10e | PSZ262119BQ | 5 | BCH-RACK-11-ACC-SW-01 | switch | CISCO | C1000-8FP-E-2G-L | 10.60.60.84 | Gi1/0/7 | Spare
Yes | BCH | Customs Campus Area | Commissioner's Bungalow | Ground floor | - | Rack-11 | VIVANCO | 6 | VSA.6606.01.10e | PSZ262119BQ | 5 | BCH-RACK-11-ACC-SW-01 | switch | CISCO | C1000-8FP-E-2G-L | 10.60.60.84 | Gi1/0/8 | Spare
Yes | BCH | Customs Campus Area | Club House | Ground Floor | - | Rack-10 | VIVANCO | 6 | VSA.6606.01.10e | PSZ262119NQ | 4 | BCH-RACK-10-ACC-SW-01 | switch | CISCO | C1000-8FP-E-2G-L | 10.60.60.84 | Gi1/0/1 | Spare
Yes | BCH | Customs Campus Area | Club House | Ground Floor | - | Rack-10 | VIVANCO | 6 | VSA.6606.01.10e | PSZ262119NQ | 4 | BCH-RACK-10-ACC-SW-01 | switch | CISCO | C1000-8FP-E-2G-L | 10.60.60.84 | Gi1/0/2 | Spare
Yes | BCH | Customs Campus Area | Club House | Ground Floor | - | Rack-10 | VIVANCO | 6 | VSA.6606.01.10e | PSZ262119NQ | 4 | BCH-RACK-10-ACC-SW-01 | switch | CISCO | C1000-8FP-E-2G-L | 10.60.60.84 | Gi1/0/3 | Access Point
Yes | BCH | Customs Campus Area | Club House | Ground Floor | - | Rack-10 | VIVANCO | 6 | VSA.6606.01.10e | PSZ262119NQ | 4 | BCH-RACK-10-ACC-SW-01 | switch | CISCO | C1000-8FP-E-2G-L | 10.60.60.84 | Gi1/0/4 | Spare
Yes | BCH | Customs Campus Area | Club House | Ground Floor | - | Rack-10 | VIVANCO | 6 | VSA.6606.01.10e | PSZ262119NQ | 4 | BCH-RACK-10-ACC-SW-01 | switch | CISCO | C1000-8FP-E-2G-L | 10.60.60.84 | Gi1/0/5 | Spare
Yes | BCH | Customs Campus Area | Club House | Ground Floor | - | Rack-10 | VIVANCO | 6 | VSA.6606.01.10e | PSZ262119NQ | 4 | BCH-RACK-10-ACC-SW-01 | switch | CISCO | C1000-8FP-E-2G-L | 10.60.60.84 | Gi1/0/6 | Spare
Yes | BCH | Customs Campus Area | Club House | Ground Floor | - | Rack-10 | VIVANCO | 6 | VSA.6606.01.10e | PSZ262119NQ | 4 | BCH-RACK-10-ACC-SW-01 | switch | CISCO | C1000-8FP-E-2G-L | 10.60.60.84 | Gi1/0/7 | Spare
Yes | BCH | Customs Campus Area | Club House | Ground Floor | - | Rack-10 | VIVANCO | 6 | VSA.6606.01.10e | PSZ262119NQ | 4 | BCH-RACK-10-ACC-SW-01 | switch | CISCO | C1000-8FP-E-2G-L | 10.60.60.84 | Gi1/0/8 | Spare
Yes | BCH | Customs Campus Area | Chemical Lab | Groud Floor | - | Rack-09 | VIVANCO | 6 | VSA.6606.01.10e | JAE2624067T | 5 | BCH-RACK-09-ACC-SW-01 | switch | CISCO | C9200-24T-E | 10.60.60.83 | Gi1/0/1 | Spare
Yes | BCH | Customs Campus Area | Chemical Lab | Groud Floor | - | Rack-09 | VIVANCO | 6 | VSA.6606.01.10e | JAE2624067T | 5 | BCH-RACK-09-ACC-SW-01 | switch | CISCO | C9200-24T-E | 10.60.60.83 | Gi1/0/2 | Spare
Yes | BCH | Customs Campus Area | Chemical Lab | Groud Floor | - | Rack-09 | VIVANCO | 6 | VSA.6606.01.10e | JAE2624067T | 5 | BCH-RACK-09-ACC-SW-01 | switch | CISCO | C9200-24T-E | 10.60.60.83 | Gi1/0/3 | ARO (IRM Branch)- PC
Yes | BCH | Customs Campus Area | Chemical Lab | Groud Floor | - | Rack-09 | VIVANCO | 6 | VSA.6606.01.10e | JAE2624067T | 5 | BCH-RACK-09-ACC-SW-01 | switch | CISCO | C9200-24T-E | 10.60.60.83 | Gi1/0/4 | Spare
Yes | BCH | Customs Campus Area | Chemical Lab | Groud Floor | - | Rack-09 | VIVANCO | 6 | VSA.6606.01.10e | JAE2624067T | 5 | BCH-RACK-09-ACC-SW-01 | switch | CISCO | C9200-24T-E | 10.60.60.83 | Gi1/0/5 | ARO (IRM Branch)- PC
Yes | BCH | Customs Campus Area | Chemical Lab | Groud Floor | - | Rack-09 | VIVANCO | 6 | VSA.6606.01.10e | JAE2624067T | 5 | BCH-RACK-09-ACC-SW-01 | switch | CISCO | C9200-24T-E | 10.60.60.83 | Gi1/0/6 | Operator (IRM Branch)- PC
Yes | BCH | Customs Campus Area | Chemical Lab | Groud Floor | - | Rack-09 | VIVANCO | 6 | VSA.6606.01.10e | JAE2624067T | 5 | BCH-RACK-09-ACC-SW-01 | switch | CISCO | C9200-24T-E | 10.60.60.83 | Gi1/0/7 | Spare
Yes | BCH | Customs Campus Area | Chemical Lab | Groud Floor | - | Rack-09 | VIVANCO | 6 | VSA.6606.01.10e | JAE2624067T | 5 | BCH-RACK-09-ACC-SW-01 | switch | CISCO | C9200-24T-E | 10.60.60.83 | Gi1/0/8 | Spare
Yes | BCH | Customs Campus Area | Chemical Lab | Groud Floor | - | Rack-09 | VIVANCO | 6 | VSA.6606.01.10e | JAE2624067T | 5 | BCH-RACK-09-ACC-SW-01 | switch | CISCO | C9200-24T-E | 10.60.60.83 | Gi1/0/9 | Operator (IRM Branch)- PC
Yes | BCH | Customs Campus Area | Chemical Lab | Groud Floor | - | Rack-09 | VIVANCO | 6 | VSA.6606.01.10e | JAE2624067T | 5 | BCH-RACK-09-ACC-SW-01 | switch | CISCO | C9200-24T-E | 10.60.60.83 | Gi1/0/10 | RO (IRM Branch)- PC
Yes | BCH | Customs Campus Area | Chemical Lab | Groud Floor | - | Rack-09 | VIVANCO | 6 | VSA.6606.01.10e | JAE2624067T | 5 | BCH-RACK-09-ACC-SW-01 | switch | CISCO | C9200-24T-E | 10.60.60.83 | Gi1/0/11 | RO (IRM Branch)- PC
Yes | BCH | Customs Campus Area | Chemical Lab | Groud Floor | - | Rack-09 | VIVANCO | 6 | VSA.6606.01.10e | JAE2624067T | 5 | BCH-RACK-09-ACC-SW-01 | switch | CISCO | C9200-24T-E | 10.60.60.83 | Gi1/0/12 | Spare
Yes | BCH | Customs Campus Area | Chemical Lab | Groud Floor | - | Rack-09 | VIVANCO | 6 | VSA.6606.01.10e | JAE2624067T | 5 | BCH-RACK-09-ACC-SW-01 | switch | CISCO | C9200-24T-E | 10.60.60.83 | Gi1/0/13 | Chemical Lab Operator- PC
Yes | BCH | Customs Campus Area | Chemical Lab | Groud Floor | - | Rack-09 | VIVANCO | 6 | VSA.6606.01.10e | JAE2624067T | 5 | BCH-RACK-09-ACC-SW-01 | switch | CISCO | C9200-24T-E | 10.60.60.83 | Gi1/0/14 | Spare
Yes | BCH | Customs Campus Area | Chemical Lab | Groud Floor | - | Rack-09 | VIVANCO | 6 | VSA.6606.01.10e | JAE2624067T | 5 | BCH-RACK-09-ACC-SW-01 | switch | CISCO | C9200-24T-E | 10.60.60.83 | Gi1/0/15 | Chemical Lab Operator- PC
Yes | BCH | Customs Campus Area | Chemical Lab | Groud Floor | - | Rack-09 | VIVANCO | 6 | VSA.6606.01.10e | JAE2624067T | 5 | BCH-RACK-09-ACC-SW-01 | switch | CISCO | C9200-24T-E | 10.60.60.83 | Gi1/0/16 | Spare
Yes | BCH | Customs Campus Area | Chemical Lab | Groud Floor | - | Rack-09 | VIVANCO | 6 | VSA.6606.01.10e | JAE2624067T | 5 | BCH-RACK-09-ACC-SW-01 | switch | CISCO | C9200-24T-E | 10.60.60.83 | Gi1/0/17 | Chemical Lab Operator- PC
Yes | BCH | Customs Campus Area | Chemical Lab | Groud Floor | - | Rack-09 | VIVANCO | 6 | VSA.6606.01.10e | JAE2624067T | 5 | BCH-RACK-09-ACC-SW-01 | switch | CISCO | C9200-24T-E | 10.60.60.83 | Gi1/0/18 | Spare
Yes | BCH | Customs Campus Area | Chemical Lab | Groud Floor | - | Rack-09 | VIVANCO | 6 | VSA.6606.01.10e | JAE2624067T | 5 | BCH-RACK-09-ACC-SW-01 | switch | CISCO | C9200-24T-E | 10.60.60.83 | Gi1/0/19 | ARO (IRM Branch)- PC
Yes | BCH | Customs Campus Area | Chemical Lab | Groud Floor | - | Rack-09 | VIVANCO | 6 | VSA.6606.01.10e | JAE2624067T | 5 | BCH-RACK-09-ACC-SW-01 | switch | CISCO | C9200-24T-E | 10.60.60.83 | Gi1/0/20 | Spare
Yes | BCH | Customs Campus Area | Chemical Lab | Groud Floor | - | Rack-09 | VIVANCO | 6 | VSA.6606.01.10e | JAE2624067T | 5 | BCH-RACK-09-ACC-SW-01 | switch | CISCO | C9200-24T-E | 10.60.60.83 | Gi1/0/21 | Spare
Yes | BCH | Customs Campus Area | Chemical Lab | Groud Floor | - | Rack-09 | VIVANCO | 6 | VSA.6606.01.10e | JAE2624067T | 5 | BCH-RACK-09-ACC-SW-01 | switch | CISCO | C9200-24T-E | 10.60.60.83 | Gi1/0/22 | Spare
Yes | BCH | Customs Campus Area | Chemical Lab | Groud Floor | - | Rack-09 | VIVANCO | 6 | VSA.6606.01.10e | JAE2624067T | 5 | BCH-RACK-09-ACC-SW-01 | switch | CISCO | C9200-24T-E | 10.60.60.83 | Gi1/0/23 | Spare
Yes | BCH | Customs Campus Area | Chemical Lab | Groud Floor | - | Rack-09 | VIVANCO | 6 | VSA.6606.01.10e | JAE2624067T | 5 | BCH-RACK-09-ACC-SW-01 | switch | CISCO | C9200-24T-E | 10.60.60.83 | Gi1/0/24 | Spare
Yes | BCH | Outside Area | Bashkol | Groud Floor | - | Rack-22 | VIVANCO | 6 | VSA.6606.01.10e | PSZ262119HF | 5 | BCH-RACK-22-ACC-SW-01 | switch | CISCO | C1000-8FP-E-2G-L | 10.60.60.98 | Gi1/0/1 | ARO- PC
Yes | BCH | Outside Area | Bashkol | Groud Floor | - | Rack-22 | VIVANCO | 6 | VSA.6606.01.10e | PSZ262119HF | 5 | BCH-RACK-22-ACC-SW-01 | switch | CISCO | C1000-8FP-E-2G-L | 10.60.60.98 | Gi1/0/2 | Spare
Yes | BCH | Outside Area | Bashkol | Groud Floor | - | Rack-22 | VIVANCO | 6 | VSA.6606.01.10e | PSZ262119HF | 5 | BCH-RACK-22-ACC-SW-01 | switch | CISCO | C1000-8FP-E-2G-L | 10.60.60.98 | Gi1/0/3 | Spare
Yes | BCH | Outside Area | Bashkol | Groud Floor | - | Rack-22 | VIVANCO | 6 | VSA.6606.01.10e | PSZ262119HF | 5 | BCH-RACK-22-ACC-SW-01 | switch | CISCO | C1000-8FP-E-2G-L | 10.60.60.98 | Gi1/0/4 | Spare
Yes | BCH | Outside Area | Bashkol | Groud Floor | - | Rack-22 | VIVANCO | 6 | VSA.6606.01.10e | PSZ262119HF | 5 | BCH-RACK-22-ACC-SW-01 | switch | CISCO | C1000-8FP-E-2G-L | 10.60.60.98 | Gi1/0/5 | Spare
Yes | BCH | Outside Area | Bashkol | Groud Floor | - | Rack-22 | VIVANCO | 6 | VSA.6606.01.10e | PSZ262119HF | 5 | BCH-RACK-22-ACC-SW-01 | switch | CISCO | C1000-8FP-E-2G-L | 10.60.60.98 | Gi1/0/6 | Spare
Yes | BCH | Outside Area | Bashkol | Groud Floor | - | Rack-22 | VIVANCO | 6 | VSA.6606.01.10e | PSZ262119HF | 5 | BCH-RACK-22-ACC-SW-01 | switch | CISCO | C1000-8FP-E-2G-L | 10.60.60.98 | Gi1/0/7 | Spare
Yes | BCH | Outside Area | Bashkol | Groud Floor | - | Rack-22 | VIVANCO | 6 | VSA.6606.01.10e | PSZ262119HF | 5 | BCH-RACK-22-ACC-SW-01 | switch | CISCO | C1000-8FP-E-2G-L | 10.60.60.98 | Gi1/0/8 | Spare
Yes | BCH | Outside Area | Rail Station | Grond Floor | - | Rack-21 | VIVANCO | 6 | VSA.6606.01.10e | PSZ262119EK | 5 | BCH-RACK-21-ACC-SW-01 | switch | CISCO | C1000-8FP-E-2G-L | 10.60.60.97 | Gi1/0/1 | Spare
Yes | BCH | Outside Area | Rail Station | Grond Floor | - | Rack-21 | VIVANCO | 6 | VSA.6606.01.10e | PSZ262119EK | 5 | BCH-RACK-21-ACC-SW-01 | switch | CISCO | C1000-8FP-E-2G-L | 10.60.60.97 | Gi1/0/2 | Spare
Yes | BCH | Outside Area | Rail Station | Grond Floor | - | Rack-21 | VIVANCO | 6 | VSA.6606.01.10e | PSZ262119EK | 5 | BCH-RACK-21-ACC-SW-01 | switch | CISCO | C1000-8FP-E-2G-L | 10.60.60.97 | Gi1/0/3 | Spare
Yes | BCH | Outside Area | Rail Station | Grond Floor | - | Rack-21 | VIVANCO | 6 | VSA.6606.01.10e | PSZ262119EK | 5 | BCH-RACK-21-ACC-SW-01 | switch | CISCO | C1000-8FP-E-2G-L | 10.60.60.97 | Gi1/0/4 | Spare
Yes | BCH | Outside Area | Rail Station | Grond Floor | - | Rack-21 | VIVANCO | 6 | VSA.6606.01.10e | PSZ262119EK | 5 | BCH-RACK-21-ACC-SW-01 | switch | CISCO | C1000-8FP-E-2G-L | 10.60.60.97 | Gi1/0/5 | Spare
Yes | BCH | Outside Area | Rail Station | Grond Floor | - | Rack-21 | VIVANCO | 6 | VSA.6606.01.10e | PSZ262119EK | 5 | BCH-RACK-21-ACC-SW-01 | switch | CISCO | C1000-8FP-E-2G-L | 10.60.60.97 | Gi1/0/6 | Spare
Yes | BCH | Outside Area | Rail Station | Grond Floor | - | Rack-21 | VIVANCO | 6 | VSA.6606.01.10e | PSZ262119EK | 5 | BCH-RACK-21-ACC-SW-01 | switch | CISCO | C1000-8FP-E-2G-L | 10.60.60.97 | Gi1/0/7 | Spare
Yes | BCH | Outside Area | Rail Station | Grond Floor | - | Rack-21 | VIVANCO | 6 | VSA.6606.01.10e | PSZ262119EK | 5 | BCH-RACK-21-ACC-SW-01 | switch | CISCO | C1000-8FP-E-2G-L | 10.60.60.97 | Gi1/0/8 | Spare
Yes | BCH | Outside Area | Sonali Bank | Ground Floor | - | Rack-20 | VIVANCO | 6 | VSA.6606.01.10e | PSZ26201PTG | 4 | BCH-RACK-20-ACC-SW-01 | switch | CISCO | C1000-8FP-E-2G-L | 10.60.60.96 | Gi1/0/1 | Bank Officer -PC
Yes | BCH | Outside Area | Sonali Bank | Ground Floor | - | Rack-20 | VIVANCO | 6 | VSA.6606.01.10e | PSZ26201PTG | 4 | BCH-RACK-20-ACC-SW-01 | switch | CISCO | C1000-8FP-E-2G-L | 10.60.60.96 | Gi1/0/2 | Spare
Yes | BCH | Outside Area | Sonali Bank | Ground Floor | - | Rack-20 | VIVANCO | 6 | VSA.6606.01.10e | PSZ26201PTG | 4 | BCH-RACK-20-ACC-SW-01 | switch | CISCO | C1000-8FP-E-2G-L | 10.60.60.96 | Gi1/0/3 | Spare
Yes | BCH | Outside Area | Sonali Bank | Ground Floor | - | Rack-20 | VIVANCO | 6 | VSA.6606.01.10e | PSZ26201PTG | 4 | BCH-RACK-20-ACC-SW-01 | switch | CISCO | C1000-8FP-E-2G-L | 10.60.60.96 | Gi1/0/4 | ARO- PC
Yes | BCH | Outside Area | Sonali Bank | Ground Floor | - | Rack-20 | VIVANCO | 6 | VSA.6606.01.10e | PSZ26201PTG | 4 | BCH-RACK-20-ACC-SW-01 | switch | CISCO | C1000-8FP-E-2G-L | 10.60.60.96 | Gi1/0/5 | Spare
Yes | BCH | Outside Area | Sonali Bank | Ground Floor | - | Rack-20 | VIVANCO | 6 | VSA.6606.01.10e | PSZ26201PTG | 4 | BCH-RACK-20-ACC-SW-01 | switch | CISCO | C1000-8FP-E-2G-L | 10.60.60.96 | Gi1/0/6 | Spare
Yes | BCH | Outside Area | Sonali Bank | Ground Floor | - | Rack-20 | VIVANCO | 6 | VSA.6606.01.10e | PSZ26201PTG | 4 | BCH-RACK-20-ACC-SW-01 | switch | CISCO | C1000-8FP-E-2G-L | 10.60.60.96 | Gi1/0/7 | Spare
Yes | BCH | Outside Area | Sonali Bank | Ground Floor | - | Rack-20 | VIVANCO | 6 | VSA.6606.01.10e | PSZ26201PTG | 4 | BCH-RACK-20-ACC-SW-01 | switch | CISCO | C1000-8FP-E-2G-L | 10.60.60.96 | Gi1/0/8 | Spare
Yes | BCH | Outside Area | CGC Building | Ground Floor | - | Rack-19 | VIVANCO | 6 | VSA.6606.01.10e | PSZ26201PQR | 5 | BCH-RACK-19-ACC-SW-01 | switch | CISCO | C1000-8FP-E-2G-L | 10.60.60.95 | Gi1/0/1 | Spare
Yes | BCH | Outside Area | CGC Building | Ground Floor | - | Rack-19 | VIVANCO | 6 | VSA.6606.01.10e | PSZ26201PQR | 5 | BCH-RACK-19-ACC-SW-01 | switch | CISCO | C1000-8FP-E-2G-L | 10.60.60.95 | Gi1/0/2 | Spare
Yes | BCH | Outside Area | CGC Building | Ground Floor | - | Rack-19 | VIVANCO | 6 | VSA.6606.01.10e | PSZ26201PQR | 5 | BCH-RACK-19-ACC-SW-01 | switch | CISCO | C1000-8FP-E-2G-L | 10.60.60.95 | Gi1/0/3 | ARO- PC
Yes | BCH | Outside Area | CGC Building | Ground Floor | - | Rack-19 | VIVANCO | 6 | VSA.6606.01.10e | PSZ26201PQR | 5 | BCH-RACK-19-ACC-SW-01 | switch | CISCO | C1000-8FP-E-2G-L | 10.60.60.95 | Gi1/0/4 | Spare
Yes | BCH | Outside Area | CGC Building | Ground Floor | - | Rack-19 | VIVANCO | 6 | VSA.6606.01.10e | PSZ26201PQR | 5 | BCH-RACK-19-ACC-SW-01 | switch | CISCO | C1000-8FP-E-2G-L | 10.60.60.95 | Gi1/0/5 | Spare
Yes | BCH | Outside Area | CGC Building | Ground Floor | - | Rack-19 | VIVANCO | 6 | VSA.6606.01.10e | PSZ26201PQR | 5 | BCH-RACK-19-ACC-SW-01 | switch | CISCO | C1000-8FP-E-2G-L | 10.60.60.95 | Gi1/0/6 | Spare
Yes | BCH | Outside Area | CGC Building | Ground Floor | - | Rack-19 | VIVANCO | 6 | VSA.6606.01.10e | PSZ26201PQR | 5 | BCH-RACK-19-ACC-SW-01 | switch | CISCO | C1000-8FP-E-2G-L | 10.60.60.95 | Gi1/0/7 | Spare
Yes | BCH | Outside Area | CGC Building | Ground Floor | - | Rack-19 | VIVANCO | 6 | VSA.6606.01.10e | PSZ26201PQR | 5 | BCH-RACK-19-ACC-SW-01 | switch | CISCO | C1000-8FP-E-2G-L | 10.60.60.95 | Gi1/0/8 | Spare
Yes | BCH | Outside Area | ICB Building | Ground Floor | - | Rack-18 | VIVANCO | 6 | VSA.6606.01.10e | PSZ262119MD | 5 | BCH-RACK-18-ACC-SW-01 | switch | CISCO | C1000-8FP-E-2G-L | 10.60.60.94 | Gi1/0/1 | Spare
Yes | BCH | Outside Area | ICB Building | Ground Floor | - | Rack-18 | VIVANCO | 6 | VSA.6606.01.10e | PSZ262119MD | 5 | BCH-RACK-18-ACC-SW-01 | switch | CISCO | C1000-8FP-E-2G-L | 10.60.60.94 | Gi1/0/2 | Spare
Yes | BCH | Outside Area | ICB Building | Ground Floor | - | Rack-18 | VIVANCO | 6 | VSA.6606.01.10e | PSZ262119MD | 5 | BCH-RACK-18-ACC-SW-01 | switch | CISCO | C1000-8FP-E-2G-L | 10.60.60.94 | Gi1/0/3 | Spare
Yes | BCH | Outside Area | ICB Building | Ground Floor | - | Rack-18 | VIVANCO | 6 | VSA.6606.01.10e | PSZ262119MD | 5 | BCH-RACK-18-ACC-SW-01 | switch | CISCO | C1000-8FP-E-2G-L | 10.60.60.94 | Gi1/0/4 | DC- PC
Yes | BCH | Outside Area | ICB Building | Ground Floor | - | Rack-18 | VIVANCO | 6 | VSA.6606.01.10e | PSZ262119MD | 5 | BCH-RACK-18-ACC-SW-01 | switch | CISCO | C1000-8FP-E-2G-L | 10.60.60.94 | Gi1/0/5 | Spare
Yes | BCH | Outside Area | ICB Building | Ground Floor | - | Rack-18 | VIVANCO | 6 | VSA.6606.01.10e | PSZ262119MD | 5 | BCH-RACK-18-ACC-SW-01 | switch | CISCO | C1000-8FP-E-2G-L | 10.60.60.94 | Gi1/0/6 | Spare
Yes | BCH | Outside Area | ICB Building | Ground Floor | - | Rack-18 | VIVANCO | 6 | VSA.6606.01.10e | PSZ262119MD | 5 | BCH-RACK-18-ACC-SW-01 | switch | CISCO | C1000-8FP-E-2G-L | 10.60.60.94 | Gi1/0/7 | Spare
Yes | BCH | Outside Area | ICB Building | Ground Floor | - | Rack-18 | VIVANCO | 6 | VSA.6606.01.10e | PSZ262119MD | 5 | BCH-RACK-18-ACC-SW-01 | switch | CISCO | C1000-8FP-E-2G-L | 10.60.60.94 | Gi1/0/8 | Spare
Yes | BCH | Outside Area | ICB Tong | Ground | - | Rack-17 | VIVANCO | 6 | VSA.6606.01.10e | PSZ262119AM | 5 | BCH-RACK-17-ACC-SW-01 | switch | CISCO | C1000-8FP-E-2G-L | 10.60.60.93 | Gi1/0/1 | Spare
Yes | BCH | Outside Area | ICB Tong | Ground | - | Rack-17 | VIVANCO | 6 | VSA.6606.01.10e | PSZ262119AM | 5 | BCH-RACK-17-ACC-SW-01 | switch | CISCO | C1000-8FP-E-2G-L | 10.60.60.93 | Gi1/0/2 | ARO- PC
Yes | BCH | Outside Area | ICB Tong | Ground | - | Rack-17 | VIVANCO | 6 | VSA.6606.01.10e | PSZ262119AM | 5 | BCH-RACK-17-ACC-SW-01 | switch | CISCO | C1000-8FP-E-2G-L | 10.60.60.93 | Gi1/0/3 | Spare
Yes | BCH | Outside Area | ICB Tong | Ground | - | Rack-17 | VIVANCO | 6 | VSA.6606.01.10e | PSZ262119AM | 5 | BCH-RACK-17-ACC-SW-01 | switch | CISCO | C1000-8FP-E-2G-L | 10.60.60.93 | Gi1/0/4 | Spare
Yes | BCH | Outside Area | ICB Tong | Ground | - | Rack-17 | VIVANCO | 6 | VSA.6606.01.10e | PSZ262119AM | 5 | BCH-RACK-17-ACC-SW-01 | switch | CISCO | C1000-8FP-E-2G-L | 10.60.60.93 | Gi1/0/5 | Spare
Yes | BCH | Outside Area | ICB Tong | Ground | - | Rack-17 | VIVANCO | 6 | VSA.6606.01.10e | PSZ262119AM | 5 | BCH-RACK-17-ACC-SW-01 | switch | CISCO | C1000-8FP-E-2G-L | 10.60.60.93 | Gi1/0/6 | Spare
Yes | BCH | Outside Area | ICB Tong | Ground | - | Rack-17 | VIVANCO | 6 | VSA.6606.01.10e | PSZ262119AM | 5 | BCH-RACK-17-ACC-SW-01 | switch | CISCO | C1000-8FP-E-2G-L | 10.60.60.93 | Gi1/0/7 | Spare
Yes | BCH | Outside Area | ICB Tong | Ground | - | Rack-17 | VIVANCO | 6 | VSA.6606.01.10e | PSZ262119AM | 5 | BCH-RACK-17-ACC-SW-01 | switch | CISCO | C1000-8FP-E-2G-L | 10.60.60.93 | Gi1/0/8 | Spare
Yes | BCH | Outside Area | Export Tong | Ground | - | Rack-16 | VIVANCO | 6 | VSA.6606.01.10e | PSZ262119KX | 5 | BCH-RACK-16-ACC-SW-01 | switch | CISCO | C1000-8FP-E-2G-L | 10.60.60.92 | Gi1/0/1 | PC
Yes | BCH | Outside Area | Export Tong | Ground | - | Rack-16 | VIVANCO | 6 | VSA.6606.01.10e | PSZ262119KX | 5 | BCH-RACK-16-ACC-SW-01 | switch | CISCO | C1000-8FP-E-2G-L | 10.60.60.92 | Gi1/0/2 | Spare
Yes | BCH | Outside Area | Export Tong | Ground | - | Rack-16 | VIVANCO | 6 | VSA.6606.01.10e | PSZ262119KX | 5 | BCH-RACK-16-ACC-SW-01 | switch | CISCO | C1000-8FP-E-2G-L | 10.60.60.92 | Gi1/0/3 | PC
Yes | BCH | Outside Area | Export Tong | Ground | - | Rack-16 | VIVANCO | 6 | VSA.6606.01.10e | PSZ262119KX | 5 | BCH-RACK-16-ACC-SW-01 | switch | CISCO | C1000-8FP-E-2G-L | 10.60.60.92 | Gi1/0/4 | PC
Yes | BCH | Outside Area | Export Tong | Ground | - | Rack-16 | VIVANCO | 6 | VSA.6606.01.10e | PSZ262119KX | 5 | BCH-RACK-16-ACC-SW-01 | switch | CISCO | C1000-8FP-E-2G-L | 10.60.60.92 | Gi1/0/5 | Spare
Yes | BCH | Outside Area | Export Tong | Ground | - | Rack-16 | VIVANCO | 6 | VSA.6606.01.10e | PSZ262119KX | 5 | BCH-RACK-16-ACC-SW-01 | switch | CISCO | C1000-8FP-E-2G-L | 10.60.60.92 | Gi1/0/6 | Spare
Yes | BCH | Outside Area | Export Tong | Ground | - | Rack-16 | VIVANCO | 6 | VSA.6606.01.10e | PSZ262119KX | 5 | BCH-RACK-16-ACC-SW-01 | switch | CISCO | C1000-8FP-E-2G-L | 10.60.60.92 | Gi1/0/7 | Spare
Yes | BCH | Outside Area | Export Tong | Ground | - | Rack-16 | VIVANCO | 6 | VSA.6606.01.10e | PSZ262119KX | 5 | BCH-RACK-16-ACC-SW-01 | switch | CISCO | C1000-8FP-E-2G-L | 10.60.60.92 | Gi1/0/8 | Spare
Yes | BCH | Outside Area | Cargo Section | Ground Floor | - | Rack-15 | VIVANCO | 6 | VSA.6606.01.10e | PSZ262119MT | 3 | BCH-RACK-15-ACC-SW-01 | switch | CISCO | C1000-8FP-E-2G-L | 10.60.60.90 | Gi1/0/1 | RO- PC
Yes | BCH | Outside Area | Cargo Section | Ground Floor | - | Rack-15 | VIVANCO | 6 | VSA.6606.01.10e | PSZ262119MT | 3 | BCH-RACK-15-ACC-SW-01 | switch | CISCO | C1000-8FP-E-2G-L | 10.60.60.90 | Gi1/0/2 | Spare
Yes | BCH | Outside Area | Cargo Section | Ground Floor | - | Rack-15 | VIVANCO | 6 | VSA.6606.01.10e | PSZ262119MT | 3 | BCH-RACK-15-ACC-SW-01 | switch | CISCO | C1000-8FP-E-2G-L | 10.60.60.90 | Gi1/0/3 | Spare
Yes | BCH | Outside Area | Cargo Section | Ground Floor | - | Rack-15 | VIVANCO | 6 | VSA.6606.01.10e | PSZ262119MT | 3 | BCH-RACK-15-ACC-SW-01 | switch | CISCO | C1000-8FP-E-2G-L | 10.60.60.90 | Gi1/0/4 | Spare
Yes | BCH | Outside Area | Cargo Section | Ground Floor | - | Rack-15 | VIVANCO | 6 | VSA.6606.01.10e | PSZ262119MT | 3 | BCH-RACK-15-ACC-SW-01 | switch | CISCO | C1000-8FP-E-2G-L | 10.60.60.90 | Gi1/0/5 | Spare
Yes | BCH | Outside Area | Cargo Section | Ground Floor | - | Rack-15 | VIVANCO | 6 | VSA.6606.01.10e | PSZ262119MT | 3 | BCH-RACK-15-ACC-SW-01 | switch | CISCO | C1000-8FP-E-2G-L | 10.60.60.90 | Gi1/0/6 | Operator -PC
Yes | BCH | Outside Area | Cargo Section | Ground Floor | - | Rack-15 | VIVANCO | 6 | VSA.6606.01.10e | PSZ262119MT | 3 | BCH-RACK-15-ACC-SW-01 | switch | CISCO | C1000-8FP-E-2G-L | 10.60.60.90 | Gi1/0/7 | Operator -PC
Yes | BCH | Outside Area | Cargo Section | Ground Floor | - | Rack-15 | VIVANCO | 6 | VSA.6606.01.10e | PSZ262119MT | 3 | BCH-RACK-15-ACC-SW-01 | switch | CISCO | C1000-8FP-E-2G-L | 10.60.60.90 | Gi1/0/8 | Spare
Yes | BCH | Outside Area | Cargo Section | Ground Floor | - | Rack-15 | VIVANCO | 6 | VSA.6606.01.10e | PSZ26201PNN | 5 | BCH-RACK-15-ACC-SW-02 | switch | CISCO | C1000-8FP-E-2G-L | 10.60.60.91 | Gi1/0/1 | ARO-PC
Yes | BCH | Outside Area | Cargo Section | Ground Floor | - | Rack-15 | VIVANCO | 6 | VSA.6606.01.10e | PSZ26201PNN | 5 | BCH-RACK-15-ACC-SW-02 | switch | CISCO | C1000-8FP-E-2G-L | 10.60.60.91 | Gi1/0/2 | ARO-PC
Yes | BCH | Outside Area | Cargo Section | Ground Floor | - | Rack-15 | VIVANCO | 6 | VSA.6606.01.10e | PSZ26201PNN | 5 | BCH-RACK-15-ACC-SW-02 | switch | CISCO | C1000-8FP-E-2G-L | 10.60.60.91 | Gi1/0/3 | Spare
Yes | BCH | Outside Area | Cargo Section | Ground Floor | - | Rack-15 | VIVANCO | 6 | VSA.6606.01.10e | PSZ26201PNN | 5 | BCH-RACK-15-ACC-SW-02 | switch | CISCO | C1000-8FP-E-2G-L | 10.60.60.91 | Gi1/0/4 | Spare
Yes | BCH | Outside Area | Cargo Section | Ground Floor | - | Rack-15 | VIVANCO | 6 | VSA.6606.01.10e | PSZ26201PNN | 5 | BCH-RACK-15-ACC-SW-02 | switch | CISCO | C1000-8FP-E-2G-L | 10.60.60.91 | Gi1/0/5 | Spare
Yes | BCH | Outside Area | Cargo Section | Ground Floor | - | Rack-15 | VIVANCO | 6 | VSA.6606.01.10e | PSZ26201PNN | 5 | BCH-RACK-15-ACC-SW-02 | switch | CISCO | C1000-8FP-E-2G-L | 10.60.60.91 | Gi1/0/6 | Spare
Yes | BCH | Outside Area | Cargo Section | Ground Floor | - | Rack-15 | VIVANCO | 6 | VSA.6606.01.10e | PSZ26201PNN | 5 | BCH-RACK-15-ACC-SW-02 | switch | CISCO | C1000-8FP-E-2G-L | 10.60.60.91 | Gi1/0/7 | Spare
Yes | BCH | Outside Area | Cargo Section | Ground Floor | - | Rack-15 | VIVANCO | 6 | VSA.6606.01.10e | PSZ26201PNN | 5 | BCH-RACK-15-ACC-SW-02 | switch | CISCO | C1000-8FP-E-2G-L | 10.60.60.91 | Gi1/0/8 | Spare
Yes | BCH | Outside Area | DTM Building | Ground Floor | - | Rack-14 | VIVANCO | 15 | VSA.6615.01.10e | JAE2624064J | 4 | BCH-RACK-14-ACC-SW-01 | switch | CISCO | C9200-24T-E | 10.60.60.88 | Gi1/0/1 | Spare
Yes | BCH | Outside Area | DTM Building | Ground Floor | - | Rack-14 | VIVANCO | 15 | VSA.6615.01.10e | JAE2624064J | 4 | BCH-RACK-14-ACC-SW-01 | switch | CISCO | C9200-24T-E | 10.60.60.88 | Gi1/0/2 | Spare
Yes | BCH | Outside Area | DTM Building | Ground Floor | - | Rack-14 | VIVANCO | 15 | VSA.6615.01.10e | JAE2624064J | 4 | BCH-RACK-14-ACC-SW-01 | switch | CISCO | C9200-24T-E | 10.60.60.88 | Gi1/0/3 | Spare
Yes | BCH | Outside Area | DTM Building | Ground Floor | - | Rack-14 | VIVANCO | 15 | VSA.6615.01.10e | JAE2624064J | 4 | BCH-RACK-14-ACC-SW-01 | switch | CISCO | C9200-24T-E | 10.60.60.88 | Gi1/0/4 | ARO- PC
Yes | BCH | Outside Area | DTM Building | Ground Floor | - | Rack-14 | VIVANCO | 15 | VSA.6615.01.10e | JAE2624064J | 4 | BCH-RACK-14-ACC-SW-01 | switch | CISCO | C9200-24T-E | 10.60.60.88 | Gi1/0/5 | Spare
Yes | BCH | Outside Area | DTM Building | Ground Floor | - | Rack-14 | VIVANCO | 15 | VSA.6615.01.10e | JAE2624064J | 4 | BCH-RACK-14-ACC-SW-01 | switch | CISCO | C9200-24T-E | 10.60.60.88 | Gi1/0/6 | Spare
Yes | BCH | Outside Area | DTM Building | Ground Floor | - | Rack-14 | VIVANCO | 15 | VSA.6615.01.10e | JAE2624064J | 4 | BCH-RACK-14-ACC-SW-01 | switch | CISCO | C9200-24T-E | 10.60.60.88 | Gi1/0/7 | Spare
Yes | BCH | Outside Area | DTM Building | Ground Floor | - | Rack-14 | VIVANCO | 15 | VSA.6615.01.10e | JAE2624064J | 4 | BCH-RACK-14-ACC-SW-01 | switch | CISCO | C9200-24T-E | 10.60.60.88 | Gi1/0/8 | Spare
Yes | BCH | Outside Area | DTM Building | Ground Floor | - | Rack-14 | VIVANCO | 15 | VSA.6615.01.10e | JAE2624064J | 4 | BCH-RACK-14-ACC-SW-01 | switch | CISCO | C9200-24T-E | 10.60.60.88 | Gi1/0/9 | Spare
Yes | BCH | Outside Area | DTM Building | Ground Floor | - | Rack-14 | VIVANCO | 15 | VSA.6615.01.10e | JAE2624064J | 4 | BCH-RACK-14-ACC-SW-01 | switch | CISCO | C9200-24T-E | 10.60.60.88 | Gi1/0/10 | Spare
Yes | BCH | Outside Area | DTM Building | Ground Floor | - | Rack-14 | VIVANCO | 15 | VSA.6615.01.10e | JAE2624064J | 4 | BCH-RACK-14-ACC-SW-01 | switch | CISCO | C9200-24T-E | 10.60.60.88 | Gi1/0/11 | Spare
Yes | BCH | Outside Area | DTM Building | Ground Floor | - | Rack-14 | VIVANCO | 15 | VSA.6615.01.10e | JAE2624064J | 4 | BCH-RACK-14-ACC-SW-01 | switch | CISCO | C9200-24T-E | 10.60.60.88 | Gi1/0/12 | Spare
Yes | BCH | Outside Area | DTM Building | Ground Floor | - | Rack-14 | VIVANCO | 15 | VSA.6615.01.10e | JAE2624064J | 4 | BCH-RACK-14-ACC-SW-01 | switch | CISCO | C9200-24T-E | 10.60.60.88 | Gi1/0/13 | Spare
Yes | BCH | Outside Area | DTM Building | Ground Floor | - | Rack-14 | VIVANCO | 15 | VSA.6615.01.10e | JAE2624064J | 4 | BCH-RACK-14-ACC-SW-01 | switch | CISCO | C9200-24T-E | 10.60.60.88 | Gi1/0/14 | Spare
Yes | BCH | Outside Area | DTM Building | Ground Floor | - | Rack-14 | VIVANCO | 15 | VSA.6615.01.10e | JAE2624064J | 4 | BCH-RACK-14-ACC-SW-01 | switch | CISCO | C9200-24T-E | 10.60.60.88 | Gi1/0/15 | Spare
Yes | BCH | Outside Area | DTM Building | Ground Floor | - | Rack-14 | VIVANCO | 15 | VSA.6615.01.10e | JAE2624064J | 4 | BCH-RACK-14-ACC-SW-01 | switch | CISCO | C9200-24T-E | 10.60.60.88 | Gi1/0/16 | Spare
Yes | BCH | Outside Area | DTM Building | Ground Floor | - | Rack-14 | VIVANCO | 15 | VSA.6615.01.10e | JAE2624064J | 4 | BCH-RACK-14-ACC-SW-01 | switch | CISCO | C9200-24T-E | 10.60.60.88 | Gi1/0/17 | Spare
Yes | BCH | Outside Area | DTM Building | Ground Floor | - | Rack-14 | VIVANCO | 15 | VSA.6615.01.10e | JAE2624064J | 4 | BCH-RACK-14-ACC-SW-01 | switch | CISCO | C9200-24T-E | 10.60.60.88 | Gi1/0/18 | Spare
Yes | BCH | Outside Area | DTM Building | Ground Floor | - | Rack-14 | VIVANCO | 15 | VSA.6615.01.10e | JAE2624064J | 4 | BCH-RACK-14-ACC-SW-01 | switch | CISCO | C9200-24T-E | 10.60.60.88 | Gi1/0/19 | Spare
Yes | BCH | Outside Area | DTM Building | Ground Floor | - | Rack-14 | VIVANCO | 15 | VSA.6615.01.10e | JAE2624064J | 4 | BCH-RACK-14-ACC-SW-01 | switch | CISCO | C9200-24T-E | 10.60.60.88 | Gi1/0/20 | Spare
Yes | BCH | Outside Area | DTM Building | Ground Floor | - | Rack-14 | VIVANCO | 15 | VSA.6615.01.10e | JAE2624064J | 4 | BCH-RACK-14-ACC-SW-01 | switch | CISCO | C9200-24T-E | 10.60.60.88 | Gi1/0/21 | Spare
Yes | BCH | Outside Area | DTM Building | Ground Floor | - | Rack-14 | VIVANCO | 15 | VSA.6615.01.10e | JAE2624064J | 4 | BCH-RACK-14-ACC-SW-01 | switch | CISCO | C9200-24T-E | 10.60.60.88 | Gi1/0/22 | Spare
Yes | BCH | Outside Area | DTM Building | Ground Floor | - | Rack-14 | VIVANCO | 15 | VSA.6615.01.10e | JAE2624064J | 4 | BCH-RACK-14-ACC-SW-01 | switch | CISCO | C9200-24T-E | 10.60.60.88 | Gi1/0/23 | Spare
Yes | BCH | Outside Area | DTM Building | Ground Floor | - | Rack-14 | VIVANCO | 15 | VSA.6615.01.10e | JAE2624064J | 4 | BCH-RACK-14-ACC-SW-01 | switch | CISCO | C9200-24T-E | 10.60.60.88 | Gi1/0/24 | Spare
Yes | BCH | Outside Area | DTM Building | Ground Floor | - | Rack-14 | VIVANCO | 15 | VSA.6615.01.10e | PSZ26201PV2 | 7 | BCH-RACK-14-ACC-SW-02 | switch | CISCO | C1000-8FP-E-2G-L | 10.60.60.89 | Gi1/0/1 | Spare
Yes | BCH | Outside Area | DTM Building | Ground Floor | - | Rack-14 | VIVANCO | 15 | VSA.6615.01.10e | PSZ26201PV2 | 7 | BCH-RACK-14-ACC-SW-02 | switch | CISCO | C1000-8FP-E-2G-L | 10.60.60.89 | Gi1/0/2 | ARO -PC
Yes | BCH | Outside Area | DTM Building | Ground Floor | - | Rack-14 | VIVANCO | 15 | VSA.6615.01.10e | PSZ26201PV2 | 7 | BCH-RACK-14-ACC-SW-02 | switch | CISCO | C1000-8FP-E-2G-L | 10.60.60.89 | Gi1/0/3 | Spare
Yes | BCH | Outside Area | DTM Building | Ground Floor | - | Rack-14 | VIVANCO | 15 | VSA.6615.01.10e | PSZ26201PV2 | 7 | BCH-RACK-14-ACC-SW-02 | switch | CISCO | C1000-8FP-E-2G-L | 10.60.60.89 | Gi1/0/4 | Spare
Yes | BCH | Outside Area | DTM Building | Ground Floor | - | Rack-14 | VIVANCO | 15 | VSA.6615.01.10e | PSZ26201PV2 | 7 | BCH-RACK-14-ACC-SW-02 | switch | CISCO | C1000-8FP-E-2G-L | 10.60.60.89 | Gi1/0/5 | Spare
Yes | BCH | Outside Area | DTM Building | Ground Floor | - | Rack-14 | VIVANCO | 15 | VSA.6615.01.10e | PSZ26201PV2 | 7 | BCH-RACK-14-ACC-SW-02 | switch | CISCO | C1000-8FP-E-2G-L | 10.60.60.89 | Gi1/0/6 | Spare
Yes | BCH | Outside Area | DTM Building | Ground Floor | - | Rack-14 | VIVANCO | 15 | VSA.6615.01.10e | PSZ26201PV2 | 7 | BCH-RACK-14-ACC-SW-02 | switch | CISCO | C1000-8FP-E-2G-L | 10.60.60.89 | Gi1/0/7 | Spare
Yes | BCH | Outside Area | DTM Building | Ground Floor | - | Rack-14 | VIVANCO | 15 | VSA.6615.01.10e | PSZ26201PV2 | 7 | BCH-RACK-14-ACC-SW-02 | switch | CISCO | C1000-8FP-E-2G-L | 10.60.60.89 | Gi1/0/8 | Spare
Yes | BCH | Customs Campus Area | Gast House-1 | Groud Floor | - | Rack-23 | VIVANCO | 6 | VSA.6606.01.10e | PSZ26201PQ9 | 5 | BCH-RACK-23-ACC-SW-01 | switch | CISCO | C1000-8FP-E-2G-L | 10.60.60.99 | Gi1/0/1 | Spare
Yes | BCH | Customs Campus Area | Gast House-1 | Groud Floor | - | Rack-23 | VIVANCO | 6 | VSA.6606.01.10e | PSZ26201PQ9 | 5 | BCH-RACK-23-ACC-SW-01 | switch | CISCO | C1000-8FP-E-2G-L | 10.60.60.99 | Gi1/0/2 | Spare
Yes | BCH | Customs Campus Area | Gast House-1 | Groud Floor | - | Rack-23 | VIVANCO | 6 | VSA.6606.01.10e | PSZ26201PQ9 | 5 | BCH-RACK-23-ACC-SW-01 | switch | CISCO | C1000-8FP-E-2G-L | 10.60.60.99 | Gi1/0/3 | Spare
Yes | BCH | Customs Campus Area | Gast House-1 | Groud Floor | - | Rack-23 | VIVANCO | 6 | VSA.6606.01.10e | PSZ26201PQ9 | 5 | BCH-RACK-23-ACC-SW-01 | switch | CISCO | C1000-8FP-E-2G-L | 10.60.60.99 | Gi1/0/4 | Access Point
Yes | BCH | Customs Campus Area | Gast House-1 | Groud Floor | - | Rack-23 | VIVANCO | 6 | VSA.6606.01.10e | PSZ26201PQ9 | 5 | BCH-RACK-23-ACC-SW-01 | switch | CISCO | C1000-8FP-E-2G-L | 10.60.60.99 | Gi1/0/5 | Spare
Yes | BCH | Customs Campus Area | Gast House-1 | Groud Floor | - | Rack-23 | VIVANCO | 6 | VSA.6606.01.10e | PSZ26201PQ9 | 5 | BCH-RACK-23-ACC-SW-01 | switch | CISCO | C1000-8FP-E-2G-L | 10.60.60.99 | Gi1/0/6 | Spare
Yes | BCH | Customs Campus Area | Gast House-1 | Groud Floor | - | Rack-23 | VIVANCO | 6 | VSA.6606.01.10e | PSZ26201PQ9 | 5 | BCH-RACK-23-ACC-SW-01 | switch | CISCO | C1000-8FP-E-2G-L | 10.60.60.99 | Gi1/0/7 | Spare
Yes | BCH | Customs Campus Area | Gast House-1 | Groud Floor | - | Rack-23 | VIVANCO | 6 | VSA.6606.01.10e | PSZ26201PQ9 | 5 | BCH-RACK-23-ACC-SW-01 | switch | CISCO | C1000-8FP-E-2G-L | 10.60.60.99 | Gi1/0/8 | Spare
Yes | BCH | Customs Campus Area | Gast House-2 | Groud Floor | - | Rack-24 | VIVANCO | 6 | VSA.6606.01.10e | PSZ262119J0 | 5 | BCH-RACK-24-ACC-SW-01 | switch | CISCO | C1000-8FP-E-2G-L | 10.60.60.100 | Gi1/0/1 | Spare
Yes | BCH | Customs Campus Area | Gast House-2 | Groud Floor | - | Rack-24 | VIVANCO | 6 | VSA.6606.01.10e | PSZ262119J0 | 5 | BCH-RACK-24-ACC-SW-01 | switch | CISCO | C1000-8FP-E-2G-L | 10.60.60.100 | Gi1/0/2 | Spare
Yes | BCH | Customs Campus Area | Gast House-2 | Groud Floor | - | Rack-24 | VIVANCO | 6 | VSA.6606.01.10e | PSZ262119J0 | 5 | BCH-RACK-24-ACC-SW-01 | switch | CISCO | C1000-8FP-E-2G-L | 10.60.60.100 | Gi1/0/3 | Spare
Yes | BCH | Customs Campus Area | Gast House-2 | Groud Floor | - | Rack-24 | VIVANCO | 6 | VSA.6606.01.10e | PSZ262119J0 | 5 | BCH-RACK-24-ACC-SW-01 | switch | CISCO | C1000-8FP-E-2G-L | 10.60.60.100 | Gi1/0/4 | Access Point
Yes | BCH | Customs Campus Area | Gast House-2 | Groud Floor | - | Rack-24 | VIVANCO | 6 | VSA.6606.01.10e | PSZ262119J0 | 5 | BCH-RACK-24-ACC-SW-01 | switch | CISCO | C1000-8FP-E-2G-L | 10.60.60.100 | Gi1/0/5 | Spare
Yes | BCH | Customs Campus Area | Gast House-2 | Groud Floor | - | Rack-24 | VIVANCO | 6 | VSA.6606.01.10e | PSZ262119J0 | 5 | BCH-RACK-24-ACC-SW-01 | switch | CISCO | C1000-8FP-E-2G-L | 10.60.60.100 | Gi1/0/6 | Spare
Yes | BCH | Customs Campus Area | Gast House-2 | Groud Floor | - | Rack-24 | VIVANCO | 6 | VSA.6606.01.10e | PSZ262119J0 | 5 | BCH-RACK-24-ACC-SW-01 | switch | CISCO | C1000-8FP-E-2G-L | 10.60.60.100 | Gi1/0/7 | Spare
Yes | BCH | Customs Campus Area | Gast House-2 | Groud Floor | - | Rack-24 | VIVANCO | 6 | VSA.6606.01.10e | PSZ262119J0 | 5 | BCH-RACK-24-ACC-SW-01 | switch | CISCO | C1000-8FP-E-2G-L | 10.60.60.100 | Gi1/0/8 | Spare
Yes | BCH | Customs Campus Area | Store | Groud Floor | - | Rack-25 | VIVANCO | 6 | VSA.6606.01.10e | PSZ262119CC | 4 | BCH-RACK-25-ACC-SW-01 | switch | CISCO | C1000-8FP-E-2G-L | 10.60.60.101 | Gi1/0/1 | ARO-PC
Yes | BCH | Customs Campus Area | Store | Groud Floor | - | Rack-25 | VIVANCO | 6 | VSA.6606.01.10e | PSZ262119CC | 4 | BCH-RACK-25-ACC-SW-01 | switch | CISCO | C1000-8FP-E-2G-L | 10.60.60.101 | Gi1/0/2 | Spare
Yes | BCH | Customs Campus Area | Store | Groud Floor | - | Rack-25 | VIVANCO | 6 | VSA.6606.01.10e | PSZ262119CC | 4 | BCH-RACK-25-ACC-SW-01 | switch | CISCO | C1000-8FP-E-2G-L | 10.60.60.101 | Gi1/0/3 | Spare
Yes | BCH | Customs Campus Area | Store | Groud Floor | - | Rack-25 | VIVANCO | 6 | VSA.6606.01.10e | PSZ262119CC | 4 | BCH-RACK-25-ACC-SW-01 | switch | CISCO | C1000-8FP-E-2G-L | 10.60.60.101 | Gi1/0/4 | Spare
Yes | BCH | Customs Campus Area | Store | Groud Floor | - | Rack-25 | VIVANCO | 6 | VSA.6606.01.10e | PSZ262119CC | 4 | BCH-RACK-25-ACC-SW-01 | switch | CISCO | C1000-8FP-E-2G-L | 10.60.60.101 | Gi1/0/5 | Spare
Yes | BCH | Customs Campus Area | Store | Groud Floor | - | Rack-25 | VIVANCO | 6 | VSA.6606.01.10e | PSZ262119CC | 4 | BCH-RACK-25-ACC-SW-01 | switch | CISCO | C1000-8FP-E-2G-L | 10.60.60.101 | Gi1/0/6 | Spare
Yes | BCH | Customs Campus Area | Store | Groud Floor | - | Rack-25 | VIVANCO | 6 | VSA.6606.01.10e | PSZ262119CC | 4 | BCH-RACK-25-ACC-SW-01 | switch | CISCO | C1000-8FP-E-2G-L | 10.60.60.101 | Gi1/0/7 | Spare
Yes | BCH | Customs Campus Area | Store | Groud Floor | - | Rack-25 | VIVANCO | 6 | VSA.6606.01.10e | PSZ262119CC | 4 | BCH-RACK-25-ACC-SW-01 | switch | CISCO | C1000-8FP-E-2G-L | 10.60.60.101 | Gi1/0/8 | Spare
Yes | BCH | Outside Area | Mobile Scanner | Groud Floor | - | Rack-26 | VIVANCO | 6 | VSA.6606.01.10e | PSZ262119AF | 5 | BCH-RACK-26-ACC-SW-01 | switch | CISCO | C1000-8FP-E-2G-L | 10.60.60.102 | Gi1/0/1 | Spare
Yes | BCH | Outside Area | Mobile Scanner | Groud Floor | - | Rack-26 | VIVANCO | 6 | VSA.6606.01.10e | PSZ262119AF | 5 | BCH-RACK-26-ACC-SW-01 | switch | CISCO | C1000-8FP-E-2G-L | 10.60.60.102 | Gi1/0/2 | Spare
Yes | BCH | Outside Area | Mobile Scanner | Groud Floor | - | Rack-26 | VIVANCO | 6 | VSA.6606.01.10e | PSZ262119AF | 5 | BCH-RACK-26-ACC-SW-01 | switch | CISCO | C1000-8FP-E-2G-L | 10.60.60.102 | Gi1/0/3 | Spare
Yes | BCH | Outside Area | Mobile Scanner | Groud Floor | - | Rack-26 | VIVANCO | 6 | VSA.6606.01.10e | PSZ262119AF | 5 | BCH-RACK-26-ACC-SW-01 | switch | CISCO | C1000-8FP-E-2G-L | 10.60.60.102 | Gi1/0/4 | Spare
Yes | BCH | Outside Area | Mobile Scanner | Groud Floor | - | Rack-26 | VIVANCO | 6 | VSA.6606.01.10e | PSZ262119AF | 5 | BCH-RACK-26-ACC-SW-01 | switch | CISCO | C1000-8FP-E-2G-L | 10.60.60.102 | Gi1/0/5 | Spare
Yes | BCH | Outside Area | Mobile Scanner | Groud Floor | - | Rack-26 | VIVANCO | 6 | VSA.6606.01.10e | PSZ262119AF | 5 | BCH-RACK-26-ACC-SW-01 | switch | CISCO | C1000-8FP-E-2G-L | 10.60.60.102 | Gi1/0/6 | Spare
Yes | BCH | Outside Area | Mobile Scanner | Groud Floor | - | Rack-26 | VIVANCO | 6 | VSA.6606.01.10e | PSZ262119AF | 5 | BCH-RACK-26-ACC-SW-01 | switch | CISCO | C1000-8FP-E-2G-L | 10.60.60.102 | Gi1/0/7 | Spare
Yes | BCH | Outside Area | Mobile Scanner | Groud Floor | - | Rack-26 | VIVANCO | 6 | VSA.6606.01.10e | PSZ262119AF | 5 | BCH-RACK-26-ACC-SW-01 | switch | CISCO | C1000-8FP-E-2G-L | 10.60.60.102 | Gi1/0/8 | Spare

## structure-bch_moduler
include | house | area | building | floor | room | rack | rack-make | rack-u-count | rack-model | tag | rack-position | name | type | make | model | Mgmt IP | Service IP | OS
Yes | BCH | Modular Data Center | Benapole Customs New Building | 4th Floor | Data Center | Left-3 | VARICOM | 42 | X7S-6242-RGB-B | WZP25370UMK | 11-12 | Addtional Active Directory | Server | Cisco | UCS C240 M5SX | 10.60.57.38 | 172.21.112.38 | Windows Server
Yes | BCH | Modular Data Center | Benapole Customs New Building | 4th Floor | Data Center | Left-3 | VARICOM | 42 | X7S-6242-RGB-B | WZP25370ULN | 14-15 | NMS | Server | Cisco | UCS C240 M5SX | 10.60.57.39 | 10.60.57.40 | ESXi

## structure-pch
include | house | area | building | floor | room | rack | rack-make | rack-u-count | rack-model | tag | rack-position | name | type | make | model | Mgmt IP | port | link
Yes | PCH | Modular Data Center | Pangaon Customs Main Building | 1st Floor | NOC | MDC Rack-2 | VARICOM | 42 | X7S-6242-RGB-B | FDO2450M25N | 31 | PCH-WAN-RTR-01 | Router | CISCO | ISR4331-DNA | 10.60.54.41
Yes | PCH | Modular Data Center | Pangaon Customs Main Building | 1st Floor | NOC | MDC Rack-2 | VARICOM | 42 | X7S-6242-RGB-B | FGL2617L48T | 29 | PCH-WAN-RTR-02 | Router | CISCO | ISR4431-DNA | 10.60.54.42
Yes | PCH | Modular Data Center | Pangaon Customs Main Building | 1st Floor | NOC | MDC Rack-2 | VARICOM | 42 | X7S-6242-RGB-B | X230197YVBF7MF7 | 21 | PCH-WAN-FW-01 | Firewall | SOPHOS | XGS2300 | 10.60.54.1
Yes | PCH | Modular Data Center | Pangaon Customs Main Building | 1st Floor | NOC | MDC Rack-2 | VARICOM | 42 | X7S-6242-RGB-B | JAE24440539 | 17 | PCH-WAN-CSW-01 | Switch | CISCO | C9200-24T-E | 10.60.54.28
Yes | PCH | Modular Data Center | Pangaon Customs Main Building | 1st Floor | NOC | MDC Rack-2 | VARICOM | 42 | X7S-6242-RGB-B | FOC2618YPHX | 19 | PCH-WAN-CSW-02 | Switch | CISCO | C9300-24T | 10.60.54.29
Yes | PCH | Modular Data Center | Pangaon Customs Main Building | 1st Floor | NOC | MDC Rack-1 | VARICOM | 42 | X7S-6242-RGB-B | WZP25370ULX | 23-24 | AD Server | server | CISCO | UCS C240 M5SX | 10.60.55.38
Yes | PCH | Modular Data Center | Pangaon Customs Main Building | 1st Floor | NOC | MDC Rack-1 | VARICOM | 42 | X7S-6242-RGB-B | WZP25160BT8 | 20-21 | NMS Server | server | CISCO | UCS C240 M5SX | 10.60.55.39
Yes
Yes | PCH | Modular Data Center | Pangaon Customs Main Building | 1st Floor | NOC | MDC Rack-2 | VARICOM | 42 | X7S-6242-RGB-B | FGL2630LV3H | 25 | PCH-INT-RTR-01 | Router | CISCO | ISR4431-DNA | 10.60.62.61 | Gi0/0/0 | Connected to ISP-1
Yes | PCH | Modular Data Center | Pangaon Customs Main Building | 1st Floor | NOC | MDC Rack-2 | VARICOM | 42 | X7S-6242-RGB-B | FGL2630LV3H | 25 | PCH-INT-RTR-01 | Router | CISCO | ISR4431-DNA | 10.60.62.61 | Gi0/0/1 | Connected to PCH-INT-RTR-02 Gi0/0/1
Yes | PCH | Modular Data Center | Pangaon Customs Main Building | 1st Floor | NOC | MDC Rack-2 | VARICOM | 42 | X7S-6242-RGB-B | FGL2630LV3H | 25 | PCH-INT-RTR-01 | Router | CISCO | ISR4431-DNA | 10.60.62.61 | Gi0/1/0 | Connected to PCH-CORE-SW-01 Te1/0/33
Yes | PCH | Modular Data Center | Pangaon Customs Main Building | 1st Floor | NOC | MDC Rack-2 | VARICOM | 42 | X7S-6242-RGB-B | FGL2630LV3H | 25 | PCH-INT-RTR-01 | Router | CISCO | ISR4431-DNA | 10.60.62.61 | Gi0/1/1 | Connected to PCH-CORE-SW-02 Te2/0/33
Yes | PCH | Modular Data Center | Pangaon Customs Main Building | 1st Floor | NOC | MDC Rack-2 | VARICOM | 42 | X7S-6242-RGB-B | FGL2630LV3H | 25 | PCH-INT-RTR-01 | Router | CISCO | ISR4431-DNA | 10.60.62.61 | Port channel1.956 | Connected to PCH Internet Firewal
Yes | PCH | Modular Data Center | Pangaon Customs Main Building | 1st Floor | NOC | MDC Rack-2 | VARICOM | 42 | X7S-6242-RGB-B | FGL2630LV3H | 25 | PCH-INT-RTR-01 | Router | CISCO | ISR4431-DNA | 10.60.62.61 | Gi0 | Management
Yes
Yes | PCH | Modular Data Center | Pangaon Customs Main Building | 1st Floor | NOC | MDC Rack-2 | VARICOM | 42 | X7S-6242-RGB-B | FGL2630LV39 | 23 | PCH-INT-RTR-02 | Router | CISCO | ISR4431-DNA | 10.60.62.62 | Gi0/0/0 | Connected to ISP-2
Yes | PCH | Modular Data Center | Pangaon Customs Main Building | 1st Floor | NOC | MDC Rack-2 | VARICOM | 42 | X7S-6242-RGB-B | FGL2630LV39 | 23 | PCH-INT-RTR-02 | Router | CISCO | ISR4431-DNA | 10.60.62.62 | Gi0/0/1 | Connected to PCH-INT-RTR-01 Gi0/0/1
Yes | PCH | Modular Data Center | Pangaon Customs Main Building | 1st Floor | NOC | MDC Rack-2 | VARICOM | 42 | X7S-6242-RGB-B | FGL2630LV39 | 23 | PCH-INT-RTR-02 | Router | CISCO | ISR4431-DNA | 10.60.62.62 | Gi0/1/0 | Connected to PCH-CORE-SW-01 Te1/0/34
| PCH | Modular Data Center | Pangaon Customs Main Building | 1st Floor | NOC | MDC Rack-2 | VARICOM | 42 | X7S-6242-RGB-B | FGL2630LV39 | 23 | PCH-INT-RTR-02 | Router | CISCO | ISR4431-DNA | 10.60.62.62 | Gi0/1/1 | Connected to PCH-CORE-SW-02 Te2/0/34
Yes | PCH | Modular Data Center | Pangaon Customs Main Building | 1st Floor | NOC | MDC Rack-2 | VARICOM | 42 | X7S-6242-RGB-B | FGL2630LV39 | 23 | PCH-INT-RTR-02 | Router | CISCO | ISR4431-DNA | 10.60.62.62 | Port channel1.956 | Connected to PCH Internet Firewall
Yes | PCH | Modular Data Center | Pangaon Customs Main Building | 1st Floor | NOC | MDC Rack-2 | VARICOM | 42 | X7S-6242-RGB-B | FGL2630LV39 | 23 | PCH-INT-RTR-02 | Router | CISCO | ISR4431-DNA | 10.60.62.62 | Gi0 | Management
Yes
Yes | PCH | Modular Data Center | Pangaon Customs Main Building | 1st Floor | NOC | MDC Rack-2 | VARICOM | 42 | X7S-6242-RGB-B | X45009T6P8997D3 | 35 | PCH-INT-FW-01 | firewall | SOPHOS | XGS 4500 | 10.60.62.63 | PortF1 | PCH-CORE-SW-01 Te1/0/35
Yes | PCH | Modular Data Center | Pangaon Customs Main Building | 1st Floor | NOC | MDC Rack-2 | VARICOM | 42 | X7S-6242-RGB-B | X45009T6P8997D3 | 35 | PCH-INT-FW-01 | firewall | SOPHOS | XGS4500 | 10.60.62.63 | PortF2 | PCH-CORE-SW-02 Te2/0/35
Yes | PCH | Modular Data Center | Pangaon Customs Main Building | 1st Floor | NOC | MDC Rack-2 | VARICOM | 42 | X7S-6242-RGB-B | X45009T6P8997D3 | 35 | PCH-INT-FW-01 | firewall | SOPHOS | XGS4500 | 10.60.62.63 | LAG.943 | N/A
Yes | PCH | Modular Data Center | Pangaon Customs Main Building | 1st Floor | NOC | MDC Rack-2 | VARICOM | 42 | X7S-6242-RGB-B | X45009T6P8997D3 | 35 | PCH-INT-FW-01 | firewall | SOPHOS | XGS4500 | 10.60.62.63 | LAG.956 | N/A
Yes | PCH | Modular Data Center | Pangaon Customs Main Building | 1st Floor | NOC | MDC Rack-2 | VARICOM | 42 | X7S-6242-RGB-B | X45009T6P8997D3 | 35 | PCH-INT-FW-01 | firewall | SOPHOS | XGS4500 | 10.60.62.63 | Port 1 | PCH-SERVER-FARM-SW Port-21
Yes | PCH | Modular Data Center | Pangaon Customs Main Building | 1st Floor | NOC | MDC Rack-2 | VARICOM | 42 | X7S-6242-RGB-B | X45009T6P8997D3 | 35 | PCH-INT-FW-01 | firewall | SOPHOS | XGS4500 | 10.60.62.63 | Port1.588 | N/A
Yes | PCH | Modular Data Center | Pangaon Customs Main Building | 1st Floor | NOC | MDC Rack-2 | VARICOM | 42 | X7S-6242-RGB-B | X45009T6P8997D3 | 35 | PCH-INT-FW-01 | firewall | SOPHOS | XGS4500 | 10.60.62.63 | Port 2 | PCH-WAN-SW
Yes | PCH | Modular Data Center | Pangaon Customs Main Building | 1st Floor | NOC | MDC Rack-2 | VARICOM | 42 | X7S-6242-RGB-B | X45009T6P8997D3 | 35 | PCH-INT-FW-01 | firewall | SOPHOS | XGS4500 | 10.60.62.63 | Port 8 | PCH-INT-FW-02
Yes | PCH | Modular Data Center | Pangaon Customs Main Building | 1st Floor | NOC | MDC Rack-2 | VARICOM | 42 | X7S-6242-RGB-B | X45009T6P8997D3 | 35 | PCH-INT-FW-01 | firewall | SOPHOS | XGS4500 | 10.60.62.63 | MGMT | PCH-CCTV-SW
Yes | PCH | Modular Data Center | Pangaon Customs Main Building | 1st Floor | NOC | MDC Rack-2 | VARICOM | 42 | X7S-6242-RGB-B | X45009WXX26WP2A | 33 | PCH-INT-FW-02 | firewall | SOPHOS | XGS4500 | 10.60.62.64 | PortF1 | PCH-CORE-SW-01 Te1/0/36
Yes | PCH | Modular Data Center | Pangaon Customs Main Building | 1st Floor | NOC | MDC Rack-2 | VARICOM | 42 | X7S-6242-RGB-B | X45009WXX26WP2A | 33 | PCH-INT-FW-02 | firewall | SOPHOS | XGS4500 | 10.60.62.64 | PortF2 | PCH-CORE-SW-02 Te2/0/36
Yes | PCH | Modular Data Center | Pangaon Customs Main Building | 1st Floor | NOC | MDC Rack-2 | VARICOM | 42 | X7S-6242-RGB-B | X45009WXX26WP2A | 33 | PCH-INT-FW-02 | firewall | SOPHOS | XGS4500 | 10.60.62.64 | LAG.943 | N/A
Yes | PCH | Modular Data Center | Pangaon Customs Main Building | 1st Floor | NOC | MDC Rack-2 | VARICOM | 42 | X7S-6242-RGB-B | X45009WXX26WP2A | 33 | PCH-INT-FW-02 | firewall | SOPHOS | XGS4500 | 10.60.62.64 | LAG.956 | N/A
Yes | PCH | Modular Data Center | Pangaon Customs Main Building | 1st Floor | NOC | MDC Rack-2 | VARICOM | 42 | X7S-6242-RGB-B | X45009WXX26WP2A | 33 | PCH-INT-FW-02 | firewall | SOPHOS | XGS4500 | 10.60.62.64 | Port 1 | PCH-SERVER-FARM-SW Port-22
Yes | PCH | Modular Data Center | Pangaon Customs Main Building | 1st Floor | NOC | MDC Rack-2 | VARICOM | 42 | X7S-6242-RGB-B | X45009WXX26WP2A | 33 | PCH-INT-FW-02 | firewall | SOPHOS | XGS4500 | 10.60.62.64 | Port1.588 | N/A
Yes | PCH | Modular Data Center | Pangaon Customs Main Building | 1st Floor | NOC | MDC Rack-2 | VARICOM | 42 | X7S-6242-RGB-B | X45009WXX26WP2A | 33 | PCH-INT-FW-02 | firewall | SOPHOS | XGS4500 | 10.60.62.64 | Port 2 | PCH-WAN-SW
Yes | PCH | Modular Data Center | Pangaon Customs Main Building | 1st Floor | NOC | MDC Rack-2 | VARICOM | 42 | X7S-6242-RGB-B | X45009WXX26WP2A | 33 | PCH-INT-FW-02 | firewall | SOPHOS | XGS4500 | 10.60.62.64 | Port 8 | PCH-INT-FW-02
Yes | PCH | Modular Data Center | Pangaon Customs Main Building | 1st Floor | NOC | MDC Rack-2 | VARICOM | 42 | X7S-6242-RGB-B | X45009WXX26WP2A | 33 | PCH-INT-FW-02 | firewall | SOPHOS | XGS4500 | 10.60.62.64 | MGMT | PCH-CCTV-SW
Yes
Yes | PCH | Modular Data Center | Pangaon Customs Main Building | 1st Floor | NOC | MDC Rack-2 | VARICOM | 42 | X7S-6242-RGB-B | FOC2551Y0SA | 39 | PCH-CORE-SW-01 | switch | CISCO | C9500-40X-A | 10.60.62.1 | Te1/0/1 | PCH-RACK-01-SW-01 Interface Te1/0/49
Yes | PCH | Modular Data Center | Pangaon Customs Main Building | 1st Floor | NOC | MDC Rack-2 | VARICOM | 42 | X7S-6242-RGB-B | FOC2551Y0SA | 39 | PCH-CORE-SW-01 | switch | CISCO | C9500-40X-A | 10.60.62.1 | Te1/0/2 | PCH-RACK-02-SW-01 Interface Te1/0/25
| PCH | Modular Data Center | Pangaon Customs Main Building | 1st Floor | NOC | MDC Rack-2 | VARICOM | 42 | X7S-6242-RGB-B | FOC2551Y0SA | 39 | PCH-CORE-SW-01 | switch | CISCO | C9500-40X-A | 10.60.62.1 | Te1/0/3 | PCH-RACK-02-SW-02 Interface Te1/0/25
Yes | PCH | Modular Data Center | Pangaon Customs Main Building | 1st Floor | NOC | MDC Rack-2 | VARICOM | 42 | X7S-6242-RGB-B | FOC2551Y0SA | 39 | PCH-CORE-SW-01 | switch | CISCO | C9500-40X-A | 10.60.62.1 | Te1/0/4 | N/A
Yes | PCH | Modular Data Center | Pangaon Customs Main Building | 1st Floor | NOC | MDC Rack-2 | VARICOM | 42 | X7S-6242-RGB-B | FOC2551Y0SA | 39 | PCH-CORE-SW-01 | switch | CISCO | C9500-40X-A | 10.60.62.1 | Te1/0/5 | N/A
Yes | PCH | Modular Data Center | Pangaon Customs Main Building | 1st Floor | NOC | MDC Rack-2 | VARICOM | 42 | X7S-6242-RGB-B | FOC2551Y0SA | 39 | PCH-CORE-SW-01 | switch | CISCO | C9500-40X-A | 10.60.62.1 | Te1/0/6 | N/A
Yes | PCH | Modular Data Center | Pangaon Customs Main Building | 1st Floor | NOC | MDC Rack-2 | VARICOM | 42 | X7S-6242-RGB-B | FOC2551Y0SA | 39 | PCH-CORE-SW-01 | switch | CISCO | C9500-40X-A | 10.60.62.1 | Te1/0/7 | N/A
Yes | PCH | Modular Data Center | Pangaon Customs Main Building | 1st Floor | NOC | MDC Rack-2 | VARICOM | 42 | X7S-6242-RGB-B | FOC2551Y0SA | 39 | PCH-CORE-SW-01 | switch | CISCO | C9500-40X-A | 10.60.62.1 | Te1/0/8 | N/A
Yes | PCH | Modular Data Center | Pangaon Customs Main Building | 1st Floor | NOC | MDC Rack-2 | VARICOM | 42 | X7S-6242-RGB-B | FOC2551Y0SA | 39 | PCH-CORE-SW-01 | switch | CISCO | C9500-40X-A | 10.60.62.1 | Te1/0/9 | N/A
Yes | PCH | Modular Data Center | Pangaon Customs Main Building | 1st Floor | NOC | MDC Rack-2 | VARICOM | 42 | X7S-6242-RGB-B | FOC2551Y0SA | 39 | PCH-CORE-SW-01 | switch | CISCO | C9500-40X-A | 10.60.62.1 | Te1/0/10 | N/A
Yes | PCH | Modular Data Center | Pangaon Customs Main Building | 1st Floor | NOC | MDC Rack-2 | VARICOM | 42 | X7S-6242-RGB-B | FOC2551Y0SA | 39 | PCH-CORE-SW-01 | switch | CISCO | C9500-40X-A | 10.60.62.1 | Te1/0/11 | N/A
Yes | PCH | Modular Data Center | Pangaon Customs Main Building | 1st Floor | NOC | MDC Rack-2 | VARICOM | 42 | X7S-6242-RGB-B | FOC2551Y0SA | 39 | PCH-CORE-SW-01 | switch | CISCO | C9500-40X-A | 10.60.62.1 | Te1/0/12 | N/A
Yes | PCH | Modular Data Center | Pangaon Customs Main Building | 1st Floor | NOC | MDC Rack-2 | VARICOM | 42 | X7S-6242-RGB-B | FOC2551Y0SA | 39 | PCH-CORE-SW-01 | switch | CISCO | C9500-40X-A | 10.60.62.1 | Te1/0/13 | N/A
Yes | PCH | Modular Data Center | Pangaon Customs Main Building | 1st Floor | NOC | MDC Rack-2 | VARICOM | 42 | X7S-6242-RGB-B | FOC2551Y0SA | 39 | PCH-CORE-SW-01 | switch | CISCO | C9500-40X-A | 10.60.62.1 | Te1/0/14 | N/A
Yes | PCH | Modular Data Center | Pangaon Customs Main Building | 1st Floor | NOC | MDC Rack-2 | VARICOM | 42 | X7S-6242-RGB-B | FOC2551Y0SA | 39 | PCH-CORE-SW-01 | switch | CISCO | C9500-40X-A | 10.60.62.1 | Te1/0/15 | N/A
Yes | PCH | Modular Data Center | Pangaon Customs Main Building | 1st Floor | NOC | MDC Rack-2 | VARICOM | 42 | X7S-6242-RGB-B | FOC2551Y0SA | 39 | PCH-CORE-SW-01 | switch | CISCO | C9500-40X-A | 10.60.62.1 | Te1/0/16 | N/A
Yes | PCH | Modular Data Center | Pangaon Customs Main Building | 1st Floor | NOC | MDC Rack-2 | VARICOM | 42 | X7S-6242-RGB-B | FOC2551Y0SA | 39 | PCH-CORE-SW-01 | switch | CISCO | C9500-40X-A | 10.60.62.1 | Te1/0/17 | N/A
Yes | PCH | Modular Data Center | Pangaon Customs Main Building | 1st Floor | NOC | MDC Rack-2 | VARICOM | 42 | X7S-6242-RGB-B | FOC2551Y0SA | 39 | PCH-CORE-SW-01 | switch | CISCO | C9500-40X-A | 10.60.62.1 | Te1/0/18 | N/A
Yes | PCH | Modular Data Center | Pangaon Customs Main Building | 1st Floor | NOC | MDC Rack-2 | VARICOM | 42 | X7S-6242-RGB-B | FOC2551Y0SA | 39 | PCH-CORE-SW-01 | switch | CISCO | C9500-40X-A | 10.60.62.1 | Te1/0/19 | N/A
Yes | PCH | Modular Data Center | Pangaon Customs Main Building | 1st Floor | NOC | MDC Rack-2 | VARICOM | 42 | X7S-6242-RGB-B | FOC2551Y0SA | 39 | PCH-CORE-SW-01 | switch | CISCO | C9500-40X-A | 10.60.62.1 | Te1/0/20 | N/A
Yes | PCH | Modular Data Center | Pangaon Customs Main Building | 1st Floor | NOC | MDC Rack-2 | VARICOM | 42 | X7S-6242-RGB-B | FOC2551Y0SA | 39 | PCH-CORE-SW-01 | switch | CISCO | C9500-40X-A | 10.60.62.1 | Te1/0/21 | N/A
Yes | PCH | Modular Data Center | Pangaon Customs Main Building | 1st Floor | NOC | MDC Rack-2 | VARICOM | 42 | X7S-6242-RGB-B | FOC2551Y0SA | 39 | PCH-CORE-SW-01 | switch | CISCO | C9500-40X-A | 10.60.62.1 | Te1/0/22 | N/A
Yes | PCH | Modular Data Center | Pangaon Customs Main Building | 1st Floor | NOC | MDC Rack-2 | VARICOM | 42 | X7S-6242-RGB-B | FOC2551Y0SA | 39 | PCH-CORE-SW-01 | switch | CISCO | C9500-40X-A | 10.60.62.1 | Te1/0/23 | N/A
Yes | PCH | Modular Data Center | Pangaon Customs Main Building | 1st Floor | NOC | MDC Rack-2 | VARICOM | 42 | X7S-6242-RGB-B | FOC2551Y0SA | 39 | PCH-CORE-SW-01 | switch | CISCO | C9500-40X-A | 10.60.62.1 | Te1/0/24 | N/A
Yes | PCH | Modular Data Center | Pangaon Customs Main Building | 1st Floor | NOC | MDC Rack-2 | VARICOM | 42 | X7S-6242-RGB-B | FOC2551Y0SA | 39 | PCH-CORE-SW-01 | switch | CISCO | C9500-40X-A | 10.60.62.1 | Te1/0/25 | N/A
Yes | PCH | Modular Data Center | Pangaon Customs Main Building | 1st Floor | NOC | MDC Rack-2 | VARICOM | 42 | X7S-6242-RGB-B | FOC2551Y0SA | 39 | PCH-CORE-SW-01 | switch | CISCO | C9500-40X-A | 10.60.62.1 | Te1/0/26 | N/A
Yes | PCH | Modular Data Center | Pangaon Customs Main Building | 1st Floor | NOC | MDC Rack-2 | VARICOM | 42 | X7S-6242-RGB-B | FOC2551Y0SA | 39 | PCH-CORE-SW-01 | switch | CISCO | C9500-40X-A | 10.60.62.1 | Te1/0/27 | N/A
Yes | PCH | Modular Data Center | Pangaon Customs Main Building | 1st Floor | NOC | MDC Rack-2 | VARICOM | 42 | X7S-6242-RGB-B | FOC2551Y0SA | 39 | PCH-CORE-SW-01 | switch | CISCO | C9500-40X-A | 10.60.62.1 | Te1/0/28 | N/A
Yes | PCH | Modular Data Center | Pangaon Customs Main Building | 1st Floor | NOC | MDC Rack-2 | VARICOM | 42 | X7S-6242-RGB-B | FOC2551Y0SA | 39 | PCH-CORE-SW-01 | switch | CISCO | C9500-40X-A | 10.60.62.1 | Te1/0/29 | N/A
Yes | PCH | Modular Data Center | Pangaon Customs Main Building | 1st Floor | NOC | MDC Rack-2 | VARICOM | 42 | X7S-6242-RGB-B | FOC2551Y0SA | 39 | PCH-CORE-SW-01 | switch | CISCO | C9500-40X-A | 10.60.62.1 | Te1/0/30 | N/A
Yes | PCH | Modular Data Center | Pangaon Customs Main Building | 1st Floor | NOC | MDC Rack-2 | VARICOM | 42 | X7S-6242-RGB-B | FOC2551Y0SA | 39 | PCH-CORE-SW-01 | switch | CISCO | C9500-40X-A | 10.60.62.1 | Te1/0/31 | PCH-SERVER-SW
Yes | PCH | Modular Data Center | Pangaon Customs Main Building | 1st Floor | NOC | MDC Rack-2 | VARICOM | 42 | X7S-6242-RGB-B | FOC2551Y0SA | 39 | PCH-CORE-SW-01 | switch | CISCO | C9500-40X-A | 10.60.62.1 | Te1/0/32 | PCH-CCTV-SW
Yes | PCH | Modular Data Center | Pangaon Customs Main Building | 1st Floor | NOC | MDC Rack-2 | VARICOM | 42 | X7S-6242-RGB-B | FOC2551Y0SA | 39 | PCH-CORE-SW-01 | switch | CISCO | C9500-40X-A | 10.60.62.1 | Te1/0/33 | PCH-INT-RTR-01
Yes | PCH | Modular Data Center | Pangaon Customs Main Building | 1st Floor | NOC | MDC Rack-2 | VARICOM | 42 | X7S-6242-RGB-B | FOC2551Y0SA | 39 | PCH-CORE-SW-01 | switch | CISCO | C9500-40X-A | 10.60.62.1 | Te1/0/34 | PCH-INT-RTR-02
Yes | PCH | Modular Data Center | Pangaon Customs Main Building | 1st Floor | NOC | MDC Rack-2 | VARICOM | 42 | X7S-6242-RGB-B | FOC2551Y0SA | 39 | PCH-CORE-SW-01 | switch | CISCO | C9500-40X-A | 10.60.62.1 | Te1/0/35 | PCH-INT-FW-01
Yes | PCH | Modular Data Center | Pangaon Customs Main Building | 1st Floor | NOC | MDC Rack-2 | VARICOM | 42 | X7S-6242-RGB-B | FOC2551Y0SA | 39 | PCH-CORE-SW-01 | switch | CISCO | C9500-40X-A | 10.60.62.1 | Te1/0/36 | PCH-INT-FW-02
Yes | PCH | Modular Data Center | Pangaon Customs Main Building | 1st Floor | NOC | MDC Rack-2 | VARICOM | 42 | X7S-6242-RGB-B | FOC2551Y0SA | 39 | PCH-CORE-SW-01 | switch | CISCO | C9500-40X-A | 10.60.62.1 | Te1/0/37 | N/A
Yes | PCH | Modular Data Center | Pangaon Customs Main Building | 1st Floor | NOC | MDC Rack-2 | VARICOM | 42 | X7S-6242-RGB-B | FOC2551Y0SA | 39 | PCH-CORE-SW-01 | switch | CISCO | C9500-40X-A | 10.60.62.1 | Te1/0/38 | PCH-CORE-SW-02 Interface Te0/38
Yes | PCH | Modular Data Center | Pangaon Customs Main Building | 1st Floor | NOC | MDC Rack-2 | VARICOM | 42 | X7S-6242-RGB-B | FOC2551Y0SA | 39 | PCH-CORE-SW-01 | switch | CISCO | C9500-40X-A | 10.60.62.1 | Te1/0/39 | PCH-CORE-SW-02 Interface Te0/39
Yes | PCH | Modular Data Center | Pangaon Customs Main Building | 1st Floor | NOC | MDC Rack-2 | VARICOM | 42 | X7S-6242-RGB-B | FOC2551Y0SA | 39 | PCH-CORE-SW-01 | switch | CISCO | C9500-40X-A | 10.60.62.1 | Te1/0/40 | PCH-CORE-SW-02 Interface Te0/40
Yes
Yes | PCH | Modular Data Center | Pangaon Customs Main Building | 1st Floor | NOC | MDC Rack-2 | VARICOM | 42 | X7S-6242-RGB-B | FOC2551Y07X | 37 | PCH-CORE-SW-02 | switch | CISCO | C9500-40X-A | 10.60.62.1 | Te2/0/1 | PCH-RACK-01-SW-01 Interface Te1/0/50
Yes | PCH | Modular Data Center | Pangaon Customs Main Building | 1st Floor | NOC | MDC Rack-2 | VARICOM | 42 | X7S-6242-RGB-B | FOC2551Y07X | 37 | PCH-CORE-SW-02 | switch | CISCO | C9500-40X-A | 10.60.62.1 | Te2/0/2 | PCH-RACK-02-SW-01 Interface Te1/0/26
Yes | PCH | Modular Data Center | Pangaon Customs Main Building | 1st Floor | NOC | MDC Rack-2 | VARICOM | 42 | X7S-6242-RGB-B | FOC2551Y07X | 37 | PCH-CORE-SW-02 | switch | CISCO | C9500-40X-A | 10.60.62.1 | Te2/0/3 | PCH-RACK-02-SW-02 Interface Te1/0/26
Yes | PCH | Modular Data Center | Pangaon Customs Main Building | 1st Floor | NOC | MDC Rack-2 | VARICOM | 42 | X7S-6242-RGB-B | FOC2551Y07X | 37 | PCH-CORE-SW-02 | switch | CISCO | C9500-40X-A | 10.60.62.1 | Te2/0/4 | N/A
Yes | PCH | Modular Data Center | Pangaon Customs Main Building | 1st Floor | NOC | MDC Rack-2 | VARICOM | 42 | X7S-6242-RGB-B | FOC2551Y07X | 37 | PCH-CORE-SW-02 | switch | CISCO | C9500-40X-A | 10.60.62.1 | Te2/0/5 | N/A
Yes | PCH | Modular Data Center | Pangaon Customs Main Building | 1st Floor | NOC | MDC Rack-2 | VARICOM | 42 | X7S-6242-RGB-B | FOC2551Y07X | 37 | PCH-CORE-SW-02 | switch | CISCO | C9500-40X-A | 10.60.62.1 | Te2/0/6 | N/A
Yes | PCH | Modular Data Center | Pangaon Customs Main Building | 1st Floor | NOC | MDC Rack-2 | VARICOM | 42 | X7S-6242-RGB-B | FOC2551Y07X | 37 | PCH-CORE-SW-02 | switch | CISCO | C9500-40X-A | 10.60.62.1 | Te2/0/7 | N/A
Yes | PCH | Modular Data Center | Pangaon Customs Main Building | 1st Floor | NOC | MDC Rack-2 | VARICOM | 42 | X7S-6242-RGB-B | FOC2551Y07X | 37 | PCH-CORE-SW-02 | switch | CISCO | C9500-40X-A | 10.60.62.1 | Te2/0/8 | N/A
Yes | PCH | Modular Data Center | Pangaon Customs Main Building | 1st Floor | NOC | MDC Rack-2 | VARICOM | 42 | X7S-6242-RGB-B | FOC2551Y07X | 37 | PCH-CORE-SW-02 | switch | CISCO | C9500-40X-A | 10.60.62.1 | Te2/0/9 | N/A
Yes | PCH | Modular Data Center | Pangaon Customs Main Building | 1st Floor | NOC | MDC Rack-2 | VARICOM | 42 | X7S-6242-RGB-B | FOC2551Y07X | 37 | PCH-CORE-SW-02 | switch | CISCO | C9500-40X-A | 10.60.62.1 | Te2/0/10 | N/A
Yes | PCH | Modular Data Center | Pangaon Customs Main Building | 1st Floor | NOC | MDC Rack-2 | VARICOM | 42 | X7S-6242-RGB-B | FOC2551Y07X | 37 | PCH-CORE-SW-02 | switch | CISCO | C9500-40X-A | 10.60.62.1 | Te2/0/11 | N/A
Yes | PCH | Modular Data Center | Pangaon Customs Main Building | 1st Floor | NOC | MDC Rack-2 | VARICOM | 42 | X7S-6242-RGB-B | FOC2551Y07X | 37 | PCH-CORE-SW-02 | switch | CISCO | C9500-40X-A | 10.60.62.1 | Te2/0/12 | N/A
Yes | PCH | Modular Data Center | Pangaon Customs Main Building | 1st Floor | NOC | MDC Rack-2 | VARICOM | 42 | X7S-6242-RGB-B | FOC2551Y07X | 37 | PCH-CORE-SW-02 | switch | CISCO | C9500-40X-A | 10.60.62.1 | Te2/0/13 | N/A
Yes | PCH | Modular Data Center | Pangaon Customs Main Building | 1st Floor | NOC | MDC Rack-2 | VARICOM | 42 | X7S-6242-RGB-B | FOC2551Y07X | 37 | PCH-CORE-SW-02 | switch | CISCO | C9500-40X-A | 10.60.62.1 | Te2/0/14 | N/A
Yes | PCH | Modular Data Center | Pangaon Customs Main Building | 1st Floor | NOC | MDC Rack-2 | VARICOM | 42 | X7S-6242-RGB-B | FOC2551Y07X | 37 | PCH-CORE-SW-02 | switch | CISCO | C9500-40X-A | 10.60.62.1 | Te2/0/15 | N/A
Yes | PCH | Modular Data Center | Pangaon Customs Main Building | 1st Floor | NOC | MDC Rack-2 | VARICOM | 42 | X7S-6242-RGB-B | FOC2551Y07X | 37 | PCH-CORE-SW-02 | switch | CISCO | C9500-40X-A | 10.60.62.1 | Te2/0/16 | N/A
Yes | PCH | Modular Data Center | Pangaon Customs Main Building | 1st Floor | NOC | MDC Rack-2 | VARICOM | 42 | X7S-6242-RGB-B | FOC2551Y07X | 37 | PCH-CORE-SW-02 | switch | CISCO | C9500-40X-A | 10.60.62.1 | Te2/0/17 | N/A
Yes | PCH | Modular Data Center | Pangaon Customs Main Building | 1st Floor | NOC | MDC Rack-2 | VARICOM | 42 | X7S-6242-RGB-B | FOC2551Y07X | 37 | PCH-CORE-SW-02 | switch | CISCO | C9500-40X-A | 10.60.62.1 | Te2/0/18 | N/A
Yes | PCH | Modular Data Center | Pangaon Customs Main Building | 1st Floor | NOC | MDC Rack-2 | VARICOM | 42 | X7S-6242-RGB-B | FOC2551Y07X | 37 | PCH-CORE-SW-02 | switch | CISCO | C9500-40X-A | 10.60.62.1 | Te2/0/19 | N/A
Yes | PCH | Modular Data Center | Pangaon Customs Main Building | 1st Floor | NOC | MDC Rack-2 | VARICOM | 42 | X7S-6242-RGB-B | FOC2551Y07X | 37 | PCH-CORE-SW-02 | switch | CISCO | C9500-40X-A | 10.60.62.1 | Te2/0/20 | N/A
Yes | PCH | Modular Data Center | Pangaon Customs Main Building | 1st Floor | NOC | MDC Rack-2 | VARICOM | 42 | X7S-6242-RGB-B | FOC2551Y07X | 37 | PCH-CORE-SW-02 | switch | CISCO | C9500-40X-A | 10.60.62.1 | Te2/0/21 | N/A
Yes | PCH | Modular Data Center | Pangaon Customs Main Building | 1st Floor | NOC | MDC Rack-2 | VARICOM | 42 | X7S-6242-RGB-B | FOC2551Y07X | 37 | PCH-CORE-SW-02 | switch | CISCO | C9500-40X-A | 10.60.62.1 | Te2/0/22 | N/A
Yes | PCH | Modular Data Center | Pangaon Customs Main Building | 1st Floor | NOC | MDC Rack-2 | VARICOM | 42 | X7S-6242-RGB-B | FOC2551Y07X | 37 | PCH-CORE-SW-02 | switch | CISCO | C9500-40X-A | 10.60.62.1 | Te2/0/23 | N/A
Yes | PCH | Modular Data Center | Pangaon Customs Main Building | 1st Floor | NOC | MDC Rack-2 | VARICOM | 42 | X7S-6242-RGB-B | FOC2551Y07X | 37 | PCH-CORE-SW-02 | switch | CISCO | C9500-40X-A | 10.60.62.1 | Te2/0/24 | N/A
Yes | PCH | Modular Data Center | Pangaon Customs Main Building | 1st Floor | NOC | MDC Rack-2 | VARICOM | 42 | X7S-6242-RGB-B | FOC2551Y07X | 37 | PCH-CORE-SW-02 | switch | CISCO | C9500-40X-A | 10.60.62.1 | Te2/0/25 | N/A
Yes | PCH | Modular Data Center | Pangaon Customs Main Building | 1st Floor | NOC | MDC Rack-2 | VARICOM | 42 | X7S-6242-RGB-B | FOC2551Y07X | 37 | PCH-CORE-SW-02 | switch | CISCO | C9500-40X-A | 10.60.62.1 | Te2/0/26 | N/A
Yes | PCH | Modular Data Center | Pangaon Customs Main Building | 1st Floor | NOC | MDC Rack-2 | VARICOM | 42 | X7S-6242-RGB-B | FOC2551Y07X | 37 | PCH-CORE-SW-02 | switch | CISCO | C9500-40X-A | 10.60.62.1 | Te2/0/27 | N/A
Yes | PCH | Modular Data Center | Pangaon Customs Main Building | 1st Floor | NOC | MDC Rack-2 | VARICOM | 42 | X7S-6242-RGB-B | FOC2551Y07X | 37 | PCH-CORE-SW-02 | switch | CISCO | C9500-40X-A | 10.60.62.1 | Te2/0/28 | N/A
Yes | PCH | Modular Data Center | Pangaon Customs Main Building | 1st Floor | NOC | MDC Rack-2 | VARICOM | 42 | X7S-6242-RGB-B | FOC2551Y07X | 37 | PCH-CORE-SW-02 | switch | CISCO | C9500-40X-A | 10.60.62.1 | Te2/0/29 | N/A
Yes | PCH | Modular Data Center | Pangaon Customs Main Building | 1st Floor | NOC | MDC Rack-2 | VARICOM | 42 | X7S-6242-RGB-B | FOC2551Y07X | 37 | PCH-CORE-SW-02 | switch | CISCO | C9500-40X-A | 10.60.62.1 | Te2/0/30 | N/A
Yes | PCH | Modular Data Center | Pangaon Customs Main Building | 1st Floor | NOC | MDC Rack-2 | VARICOM | 42 | X7S-6242-RGB-B | FOC2551Y07X | 37 | PCH-CORE-SW-02 | switch | CISCO | C9500-40X-A | 10.60.62.1 | Te2/0/31 | PCH-SERVER-SW
Yes | PCH | Modular Data Center | Pangaon Customs Main Building | 1st Floor | NOC | MDC Rack-2 | VARICOM | 42 | X7S-6242-RGB-B | FOC2551Y07X | 37 | PCH-CORE-SW-02 | switch | CISCO | C9500-40X-A | 10.60.62.1 | Te2/0/32 | PCH-CCTV-SW
Yes | PCH | Modular Data Center | Pangaon Customs Main Building | 1st Floor | NOC | MDC Rack-2 | VARICOM | 42 | X7S-6242-RGB-B | FOC2551Y07X | 37 | PCH-CORE-SW-02 | switch | CISCO | C9500-40X-A | 10.60.62.1 | Te2/0/33 | PCH-INT-RTR-01
Yes | PCH | Modular Data Center | Pangaon Customs Main Building | 1st Floor | NOC | MDC Rack-2 | VARICOM | 42 | X7S-6242-RGB-B | FOC2551Y07X | 37 | PCH-CORE-SW-02 | switch | CISCO | C9500-40X-A | 10.60.62.1 | Te2/0/34 | PCH-INT-RTR-02
Yes | PCH | Modular Data Center | Pangaon Customs Main Building | 1st Floor | NOC | MDC Rack-2 | VARICOM | 42 | X7S-6242-RGB-B | FOC2551Y07X | 37 | PCH-CORE-SW-02 | switch | CISCO | C9500-40X-A | 10.60.62.1 | Te2/0/35 | PCH-INT-FW-01
Yes | PCH | Modular Data Center | Pangaon Customs Main Building | 1st Floor | NOC | MDC Rack-2 | VARICOM | 42 | X7S-6242-RGB-B | FOC2551Y07X | 37 | PCH-CORE-SW-02 | switch | CISCO | C9500-40X-A | 10.60.62.1 | Te2/0/36 | PCH-INT-FW-02
Yes | PCH | Modular Data Center | Pangaon Customs Main Building | 1st Floor | NOC | MDC Rack-2 | VARICOM | 42 | X7S-6242-RGB-B | FOC2551Y07X | 37 | PCH-CORE-SW-02 | switch | CISCO | C9500-40X-A | 10.60.62.1 | Te2/0/37 | N/A
Yes | PCH | Modular Data Center | Pangaon Customs Main Building | 1st Floor | NOC | MDC Rack-2 | VARICOM | 42 | X7S-6242-RGB-B | FOC2551Y07X | 37 | PCH-CORE-SW-02 | switch | CISCO | C9500-40X-A | 10.60.62.1 | Te2/0/38 | PCH-CORE-SW-01 Interface Te0/38
Yes | PCH | Modular Data Center | Pangaon Customs Main Building | 1st Floor | NOC | MDC Rack-2 | VARICOM | 42 | X7S-6242-RGB-B | FOC2551Y07X | 37 | PCH-CORE-SW-02 | switch | CISCO | C9500-40X-A | 10.60.62.1 | Te2/0/39 | PCH-CORE-SW-01 Interface Te0/39
Yes | PCH | Modular Data Center | Pangaon Customs Main Building | 1st Floor | NOC | MDC Rack-2 | VARICOM | 42 | X7S-6242-RGB-B | FOC2551Y07X | 37 | PCH-CORE-SW-02 | switch | CISCO | C9500-40X-A | 10.60.62.1 | Te2/0/40 | PCH-CORE-SW-01 Interface Te0/40
Yes
Yes | PCH | Modular Data Center | Pangaon Customs Main Building | 1st Floor | NOC | MDC Rack-1 | VARICOM | 42 | X7S-6242-RGB-B | JAE26292M3M | 36 | PCH-SERVER- SW | switch | CISCO | C2960-24TC | 10.60.62.69 | Gi1/0/1 | AD-Server-CIMC
Yes | PCH | Modular Data Center | Pangaon Customs Main Building | 1st Floor | NOC | MDC Rack-1 | VARICOM | 42 | X7S-6242-RGB-B | JAE26292M3M | 36 | PCH-SERVER- SW | switch | CISCO | C2960-24TC | 10.60.62.69 | Gi1/0/2 | NMS-Server-CIMC
Yes | PCH | Modular Data Center | Pangaon Customs Main Building | 1st Floor | NOC | MDC Rack-1 | VARICOM | 42 | X7S-6242-RGB-B | JAE26292M3M | 36 | PCH-SERVER- SW | switch | CISCO | C2960-24TC | 10.60.62.69 | Gi1/0/3 | AD-Server
Yes | PCH | Modular Data Center | Pangaon Customs Main Building | 1st Floor | NOC | MDC Rack-1 | VARICOM | 42 | X7S-6242-RGB-B | JAE26292M3M | 36 | PCH-SERVER- SW | switch | CISCO | C2960-24TC | 10.60.62.69 | Gi1/0/4 | AD-Server
Yes | PCH | Modular Data Center | Pangaon Customs Main Building | 1st Floor | NOC | MDC Rack-1 | VARICOM | 42 | X7S-6242-RGB-B | JAE26292M3M | 36 | PCH-SERVER- SW | switch | CISCO | C2960-24TC | 10.60.62.69 | Gi1/0/5 | AD-Server
Yes | PCH | Modular Data Center | Pangaon Customs Main Building | 1st Floor | NOC | MDC Rack-1 | VARICOM | 42 | X7S-6242-RGB-B | JAE26292M3M | 36 | PCH-SERVER- SW | switch | CISCO | C2960-24TC | 10.60.62.69 | Gi1/0/6 | NMS-Server
Yes | PCH | Modular Data Center | Pangaon Customs Main Building | 1st Floor | NOC | MDC Rack-1 | VARICOM | 42 | X7S-6242-RGB-B | JAE26292M3M | 36 | PCH-SERVER- SW | switch | CISCO | C2960-24TC | 10.60.62.69 | Gi1/0/7 | NMS-Server
Yes | PCH | Modular Data Center | Pangaon Customs Main Building | 1st Floor | NOC | MDC Rack-1 | VARICOM | 42 | X7S-6242-RGB-B | JAE26292M3M | 36 | PCH-SERVER- SW | switch | CISCO | C2960-24TC | 10.60.62.69 | Gi1/0/8 | NMS-Server
Yes | PCH | Modular Data Center | Pangaon Customs Main Building | 1st Floor | NOC | MDC Rack-1 | VARICOM | 42 | X7S-6242-RGB-B | JAE26292M3M | 36 | PCH-SERVER- SW | switch | CISCO | C2960-24TC | 10.60.62.69 | Gi1/0/9 | NMS-Server
Yes | PCH | Modular Data Center | Pangaon Customs Main Building | 1st Floor | NOC | MDC Rack-1 | VARICOM | 42 | X7S-6242-RGB-B | JAE26292M3M | 36 | PCH-SERVER- SW | switch | CISCO | C2960-24TC | 10.60.62.69 | Gi1/0/10 | NMS-Server
Yes | PCH | Modular Data Center | Pangaon Customs Main Building | 1st Floor | NOC | MDC Rack-1 | VARICOM | 42 | X7S-6242-RGB-B | JAE26292M3M | 36 | PCH-SERVER- SW | switch | CISCO | C2960-24TC | 10.60.62.69 | Gi1/0/11 | NMS-Server
Yes | PCH | Modular Data Center | Pangaon Customs Main Building | 1st Floor | NOC | MDC Rack-1 | VARICOM | 42 | X7S-6242-RGB-B | JAE26292M3M | 36 | PCH-SERVER- SW | switch | CISCO | C2960-24TC | 10.60.62.69 | Gi1/0/12 | N/A
Yes | PCH | Modular Data Center | Pangaon Customs Main Building | 1st Floor | NOC | MDC Rack-1 | VARICOM | 42 | X7S-6242-RGB-B | JAE26292M3M | 36 | PCH-SERVER- SW | switch | CISCO | C2960-24TC | 10.60.62.69 | Gi1/0/13 | N/A
Yes | PCH | Modular Data Center | Pangaon Customs Main Building | 1st Floor | NOC | MDC Rack-1 | VARICOM | 42 | X7S-6242-RGB-B | JAE26292M3M | 36 | PCH-SERVER- SW | switch | CISCO | C2960-24TC | 10.60.62.69 | Gi1/0/14 | N/A
Yes | PCH | Modular Data Center | Pangaon Customs Main Building | 1st Floor | NOC | MDC Rack-1 | VARICOM | 42 | X7S-6242-RGB-B | JAE26292M3M | 36 | PCH-SERVER- SW | switch | CISCO | C2960-24TC | 10.60.62.69 | Gi1/0/15 | N/A
Yes | PCH | Modular Data Center | Pangaon Customs Main Building | 1st Floor | NOC | MDC Rack-1 | VARICOM | 42 | X7S-6242-RGB-B | JAE26292M3M | 36 | PCH-SERVER- SW | switch | CISCO | C2960-24TC | 10.60.62.69 | Gi1/0/16 | N/A
Yes | PCH | Modular Data Center | Pangaon Customs Main Building | 1st Floor | NOC | MDC Rack-1 | VARICOM | 42 | X7S-6242-RGB-B | JAE26292M3M | 36 | PCH-SERVER- SW | switch | CISCO | C2960-24TC | 10.60.62.69 | Gi1/0/17 | N/A
Yes | PCH | Modular Data Center | Pangaon Customs Main Building | 1st Floor | NOC | MDC Rack-1 | VARICOM | 42 | X7S-6242-RGB-B | JAE26292M3M | 36 | PCH-SERVER- SW | switch | CISCO | C2960-24TC | 10.60.62.69 | Gi1/0/18 | N/A
Yes | PCH | Modular Data Center | Pangaon Customs Main Building | 1st Floor | NOC | MDC Rack-1 | VARICOM | 42 | X7S-6242-RGB-B | JAE26292M3M | 36 | PCH-SERVER- SW | switch | CISCO | C2960-24TC | 10.60.62.69 | Gi1/0/19 | N/A
Yes | PCH | Modular Data Center | Pangaon Customs Main Building | 1st Floor | NOC | MDC Rack-1 | VARICOM | 42 | X7S-6242-RGB-B | JAE26292M3M | 36 | PCH-SERVER- SW | switch | CISCO | C2960-24TC | 10.60.62.69 | Gi1/0/20 | N/A
Yes | PCH | Modular Data Center | Pangaon Customs Main Building | 1st Floor | NOC | MDC Rack-1 | VARICOM | 42 | X7S-6242-RGB-B | JAE26292M3M | 36 | PCH-SERVER- SW | switch | CISCO | C2960-24TC | 10.60.62.69 | Gi1/0/21 | N/A
Yes | PCH | Modular Data Center | Pangaon Customs Main Building | 1st Floor | NOC | MDC Rack-1 | VARICOM | 42 | X7S-6242-RGB-B | JAE26292M3M | 36 | PCH-SERVER- SW | switch | CISCO | C2960-24TC | 10.60.62.69 | Gi1/0/22 | N/A
Yes | PCH | Modular Data Center | Pangaon Customs Main Building | 1st Floor | NOC | MDC Rack-1 | VARICOM | 42 | X7S-6242-RGB-B | JAE26292M3M | 36 | PCH-SERVER- SW | switch | CISCO | C2960-24TC | 10.60.62.69 | Gi1/0/23 | Core-Switch
| PCH | Modular Data Center | Pangaon Customs Main Building | 1st Floor | NOC | MDC Rack-1 | VARICOM | 42 | X7S-6242-RGB-B | JAE26292M3M | 36 | PCH-SERVER- SW | switch | CISCO | C2960-24TC | 10.60.62.69 | Gi1/0/24 | Core-Switch
Yes | PCH | Modular Data Center | Pangaon Customs Main Building | 1st Floor | NOC | MDC Rack-1 | VARICOM | 42 | X7S-6242-RGB-B | JAE26292M3M | 36 | PCH-SERVER- SW | switch | CISCO | C2960-24TC | 10.60.62.69 | Te1/1/1 | Core-Switch
Yes | PCH | Modular Data Center | Pangaon Customs Main Building | 1st Floor | NOC | MDC Rack-1 | VARICOM | 42 | X7S-6242-RGB-B | JAE26292M3M | 36 | PCH-SERVER- SW | switch | CISCO | C2960-24TC | 10.60.62.69 | Te1/1/2 | Core-Switch
Yes | PCH | Modular Data Center | Pangaon Customs Main Building | 1st Floor | NOC | MDC Rack-1 | VARICOM | 42 | X7S-6242-RGB-B | JAE26292M3M | 36 | PCH-SERVER- SW | switch | CISCO | C2960-24TC | 10.60.62.69 | Te1/1/3 | Core-Switch
Yes | PCH | Modular Data Center | Pangaon Customs Main Building | 1st Floor | NOC | MDC Rack-1 | VARICOM | 42 | X7S-6242-RGB-B | JAE26292M3M | 36 | PCH-SERVER- SW | switch | CISCO | C2960-24TC | 10.60.62.69 | Te1/1/4 | Core-Switch
Yes
Yes | PCH | Modular Data Center | Pangaon Customs Main Building | 1st Floor | NOC | MDC Rack-1 | VARICOM | 42 | X7S-6242-RGB-B | FCW2141A47H | 27 | PCH-CCTV-SW | Switch | CISCO | C2960-24TC | 10.60.62.70 | Gi0/1 | NOC PC
Yes | PCH | Modular Data Center | Pangaon Customs Main Building | 1st Floor | NOC | MDC Rack-1 | VARICOM | 42 | X7S-6242-RGB-B | FCW2141A47H | 27 | PCH-CCTV-SW | Switch | CISCO | C2960-24TC | 10.60.62.70 | Gi0/1 | NOC PC
Yes | PCH | Modular Data Center | Pangaon Customs Main Building | 1st Floor | NOC | MDC Rack-1 | VARICOM | 42 | X7S-6242-RGB-B | FCW2141A47H | 27 | PCH-CCTV-SW | Switch | CISCO | C2960-24TC | 10.60.62.70 | Gi0/3 | NOC PC
Yes | PCH | Modular Data Center | Pangaon Customs Main Building | 1st Floor | NOC | MDC Rack-1 | VARICOM | 42 | X7S-6242-RGB-B | FCW2141A47H | 27 | PCH-CCTV-SW | Switch | CISCO | C2960-24TC | 10.60.62.70 | Gi0/4 | NOC PC
Yes | PCH | Modular Data Center | Pangaon Customs Main Building | 1st Floor | NOC | MDC Rack-1 | VARICOM | 42 | X7S-6242-RGB-B | FCW2141A47H | 27 | PCH-CCTV-SW | Switch | CISCO | C2960-24TC | 10.60.62.70 | Gi0/5 | NOC PC
Yes | PCH | Modular Data Center | Pangaon Customs Main Building | 1st Floor | NOC | MDC Rack-1 | VARICOM | 42 | X7S-6242-RGB-B | FCW2141A47H | 27 | PCH-CCTV-SW | Switch | CISCO | C2960-24TC | 10.60.62.70 | Gi0/6 | NOC PC
Yes | PCH | Modular Data Center | Pangaon Customs Main Building | 1st Floor | NOC | MDC Rack-1 | VARICOM | 42 | X7S-6242-RGB-B | FCW2141A47H | 27 | PCH-CCTV-SW | Switch | CISCO | C2960-24TC | 10.60.62.70 | Gi0/7 | CC Camera
Yes | PCH | Modular Data Center | Pangaon Customs Main Building | 1st Floor | NOC | MDC Rack-1 | VARICOM | 42 | X7S-6242-RGB-B | FCW2141A47H | 27 | PCH-CCTV-SW | Switch | CISCO | C2960-24TC | 10.60.62.70 | Gi0/8 | CC Camera
Yes | PCH | Modular Data Center | Pangaon Customs Main Building | 1st Floor | NOC | MDC Rack-1 | VARICOM | 42 | X7S-6242-RGB-B | FCW2141A47H | 27 | PCH-CCTV-SW | Switch | CISCO | C2960-24TC | 10.60.62.70 | Gi0/9 | CC Camera
Yes | PCH | Modular Data Center | Pangaon Customs Main Building | 1st Floor | NOC | MDC Rack-1 | VARICOM | 42 | X7S-6242-RGB-B | FCW2141A47H | 27 | PCH-CCTV-SW | Switch | CISCO | C2960-24TC | 10.60.62.70 | Gi0/10 | CC Camera
Yes | PCH | Modular Data Center | Pangaon Customs Main Building | 1st Floor | NOC | MDC Rack-1 | VARICOM | 42 | X7S-6242-RGB-B | FCW2141A47H | 27 | PCH-CCTV-SW | Switch | CISCO | C2960-24TC | 10.60.62.70 | Gi0/11 | CC Camera
Yes | PCH | Modular Data Center | Pangaon Customs Main Building | 1st Floor | NOC | MDC Rack-1 | VARICOM | 42 | X7S-6242-RGB-B | FCW2141A47H | 27 | PCH-CCTV-SW | Switch | CISCO | C2960-24TC | 10.60.62.70 | Gi0/12 | CC Camera
Yes | PCH | Modular Data Center | Pangaon Customs Main Building | 1st Floor | NOC | MDC Rack-1 | VARICOM | 42 | X7S-6242-RGB-B | FCW2141A47H | 27 | PCH-CCTV-SW | Switch | CISCO | C2960-24TC | 10.60.62.70 | Gi0/13 | NVR
Yes | PCH | Modular Data Center | Pangaon Customs Main Building | 1st Floor | NOC | MDC Rack-1 | VARICOM | 42 | X7S-6242-RGB-B | FCW2141A47H | 27 | PCH-CCTV-SW | Switch | CISCO | C2960-24TC | 10.60.62.70 | Gi0/14 | N/A
Yes | PCH | Modular Data Center | Pangaon Customs Main Building | 1st Floor | NOC | MDC Rack-1 | VARICOM | 42 | X7S-6242-RGB-B | FCW2141A47H | 27 | PCH-CCTV-SW | Switch | CISCO | C2960-24TC | 10.60.62.70 | Gi0/15 | Access Contro
Yes | PCH | Modular Data Center | Pangaon Customs Main Building | 1st Floor | NOC | MDC Rack-1 | VARICOM | 42 | X7S-6242-RGB-B | FCW2141A47H | 27 | PCH-CCTV-SW | Switch | CISCO | C2960-24TC | 10.60.62.70 | Gi0/16 | Access Contro
Yes | PCH | Modular Data Center | Pangaon Customs Main Building | 1st Floor | NOC | MDC Rack-1 | VARICOM | 42 | X7S-6242-RGB-B | FCW2141A47H | 27 | PCH-CCTV-SW | Switch | CISCO | C2960-24TC | 10.60.62.70 | Gi0/17 | Access Contro
Yes | PCH | Modular Data Center | Pangaon Customs Main Building | 1st Floor | NOC | MDC Rack-1 | VARICOM | 42 | X7S-6242-RGB-B | FCW2141A47H | 27 | PCH-CCTV-SW | Switch | CISCO | C2960-24TC | 10.60.62.70 | Gi0/18 | Access Contro
Yes | PCH | Modular Data Center | Pangaon Customs Main Building | 1st Floor | NOC | MDC Rack-1 | VARICOM | 42 | X7S-6242-RGB-B | FCW2141A47H | 27 | PCH-CCTV-SW | Switch | CISCO | C2960-24TC | 10.60.62.70 | Gi0/19 | PCH-INT-RTR-01 Gi0
Yes | PCH | Modular Data Center | Pangaon Customs Main Building | 1st Floor | NOC | MDC Rack-1 | VARICOM | 42 | X7S-6242-RGB-B | FCW2141A47H | 27 | PCH-CCTV-SW | Switch | CISCO | C2960-24TC | 10.60.62.70 | Gi0/20 | PCH-INT-RTR-02 Gi0
Yes | PCH | Modular Data Center | Pangaon Customs Main Building | 1st Floor | NOC | MDC Rack-1 | VARICOM | 42 | X7S-6242-RGB-B | FCW2141A47H | 27 | PCH-CCTV-SW | Switch | CISCO | C2960-24TC | 10.60.62.70 | Gi0/21 | PCH-INT-FW-01 MGMT
Yes | PCH | Modular Data Center | Pangaon Customs Main Building | 1st Floor | NOC | MDC Rack-1 | VARICOM | 42 | X7S-6242-RGB-B | FCW2141A47H | 27 | PCH-CCTV-SW | Switch | CISCO | C2960-24TC | 10.60.62.70 | Gi0/22 | PCH-INT-FW-02 MGMT
Yes | PCH | Modular Data Center | Pangaon Customs Main Building | 1st Floor | NOC | MDC Rack-1 | VARICOM | 42 | X7S-6242-RGB-B | FCW2141A47H | 27 | PCH-CCTV-SW | Switch | CISCO | C2960-24TC | 10.60.62.70 | Gi0/23 | Core-Switch
Yes | PCH | Modular Data Center | Pangaon Customs Main Building | 1st Floor | NOC | MDC Rack-1 | VARICOM | 42 | X7S-6242-RGB-B | FCW2141A47H | 27 | PCH-CCTV-SW | Switch | CISCO | C2960-24TC | 10.60.62.70 | Gi0/24 | Core-Switch
Yes | PCH | Modular Data Center | Pangaon Customs Main Building | 1st Floor | NOC | MDC Rack-1 | VARICOM | 42 | X7S-6242-RGB-B | FCW2141A47H | 27 | PCH-CCTV-SW | Switch | CISCO | C2960-24TC | 10.60.62.70 | Gi0/25 | Core-Switch
Yes | PCH | Modular Data Center | Pangaon Customs Main Building | 1st Floor | NOC | MDC Rack-1 | VARICOM | 42 | X7S-6242-RGB-B | FCW2141A47H | 27 | PCH-CCTV-SW | Switch | CISCO | C2960-24TC | 10.60.62.70 | Gi0/26 | Core-Switch
Yes | PCH | Modular Data Center | Pangaon Customs Main Building | 1st Floor | NOC | MDC Rack-1 | VARICOM | 42 | X7S-6242-RGB-B | FCW2141A47H | 27 | PCH-CCTV-SW | Switch | CISCO | C2960-24TC | 10.60.62.70 | Gi0/27 | Core-Switch
Yes | PCH | Modular Data Center | Pangaon Customs Main Building | 1st Floor | NOC | MDC Rack-1 | VARICOM | 42 | X7S-6242-RGB-B | FCW2141A47H | 27 | PCH-CCTV-SW | Switch | CISCO | C2960-24TC | 10.60.62.70 | Gi0/28 | Core-Switch
Yes
Yes | PCH | Main Building | Main Building | 1st Floor | - | Rack-01 | VIVANCO | 15 | VSA.6615.01.10e | JAE264314GB | 4 | PCH-RACK-01-SW-01 | Switch | CISCO | C9200-48T-E | 10.60.62.71 | Gi1/0/1 | Kazi Tauhida Akhter (COMM)
Yes | PCH | Main Building | Main Building | 1st Floor | - | Rack-01 | VIVANCO | 15 | VSA.6615.01.10e | JAE264314GB | 4 | PCH-RACK-01-SW-01 | Switch | CISCO | C9200-48T-E | 10.60.62.71 | Gi1/0/2 | Wifi
Yes | PCH | Main Building | Main Building | 1st Floor | - | Rack-01 | VIVANCO | 15 | VSA.6615.01.10e | JAE264314GB | 4 | PCH-RACK-01-SW-01 | Switch | CISCO | C9200-48T-E | 10.60.62.71 | Gi1/0/3 | Spare
Yes | PCH | Main Building | Main Building | 1st Floor | - | Rack-01 | VIVANCO | 15 | VSA.6615.01.10e | JAE264314GB | 4 | PCH-RACK-01-SW-01 | Switch | CISCO | C9200-48T-E | 10.60.62.71 | Gi1/0/4 | Mir Hossain (AC)
Yes | PCH | Main Building | Main Building | 1st Floor | - | Rack-01 | VIVANCO | 15 | VSA.6615.01.10e | JAE264314GB | 4 | PCH-RACK-01-SW-01 | Switch | CISCO | C9200-48T-E | 10.60.62.71 | Gi1/0/5 | Spare
Yes | PCH | Main Building | Main Building | 1st Floor | - | Rack-01 | VIVANCO | 15 | VSA.6615.01.10e | JAE264314GB | 4 | PCH-RACK-01-SW-01 | Switch | CISCO | C9200-48T-E | 10.60.62.71 | Gi1/0/6 | Sabrina Amin (AC)
Yes | PCH | Main Building | Main Building | 1st Floor | - | Rack-01 | VIVANCO | 15 | VSA.6615.01.10e | JAE264314GB | 4 | PCH-RACK-01-SW-01 | Switch | CISCO | C9200-48T-E | 10.60.62.71 | Gi1/0/7 | Spare
Yes | PCH | Main Building | Main Building | 1st Floor | - | Rack-01 | VIVANCO | 15 | VSA.6615.01.10e | JAE264314GB | 4 | PCH-RACK-01-SW-01 | Switch | CISCO | C9200-48T-E | 10.60.62.71 | Gi1/0/8 | Mashfikur Chowdhury(AC)
Yes | PCH | Main Building | Main Building | 1st Floor | - | Rack-01 | VIVANCO | 15 | VSA.6615.01.10e | JAE264314GB | 4 | PCH-RACK-01-SW-01 | Switch | CISCO | C9200-48T-E | 10.60.62.71 | Gi1/0/9 | Spare
Yes | PCH | Main Building | Main Building | 1st Floor | - | Rack-01 | VIVANCO | 15 | VSA.6615.01.10e | JAE264314GB | 4 | PCH-RACK-01-SW-01 | Switch | CISCO | C9200-48T-E | 10.60.62.71 | Gi1/0/10 | Confarance Room(Wifi)
Yes | PCH | Main Building | Main Building | 1st Floor | - | Rack-01 | VIVANCO | 15 | VSA.6615.01.10e | JAE264314GB | 4 | PCH-RACK-01-SW-01 | Switch | CISCO | C9200-48T-E | 10.60.62.71 | Gi1/0/11 | Spare
Yes | PCH | Main Building | Main Building | 1st Floor | - | Rack-01 | VIVANCO | 15 | VSA.6615.01.10e | JAE264314GB | 4 | PCH-RACK-01-SW-01 | Switch | CISCO | C9200-48T-E | 10.60.62.71 | Gi1/0/12 | Spare
Yes | PCH | Main Building | Main Building | 1st Floor | - | Rack-01 | VIVANCO | 15 | VSA.6615.01.10e | JAE264314GB | 4 | PCH-RACK-01-SW-01 | Switch | CISCO | C9200-48T-E | 10.60.62.71 | Gi1/0/13 | Spare
Yes | PCH | Main Building | Main Building | 1st Floor | - | Rack-01 | VIVANCO | 15 | VSA.6615.01.10e | JAE264314GB | 4 | PCH-RACK-01-SW-01 | Switch | CISCO | C9200-48T-E | 10.60.62.71 | Gi1/0/14 | Rajia Sultana (Photocopy Room)
Yes | PCH | Main Building | Main Building | 1st Floor | - | Rack-01 | VIVANCO | 15 | VSA.6615.01.10e | JAE264314GB | 4 | PCH-RACK-01-SW-01 | Switch | CISCO | C9200-48T-E | 10.60.62.71 | Gi1/0/15 | Spare
Yes | PCH | Main Building | Main Building | 1st Floor | - | Rack-01 | VIVANCO | 15 | VSA.6615.01.10e | JAE264314GB | 4 | PCH-RACK-01-SW-01 | Switch | CISCO | C9200-48T-E | 10.60.62.71 | Gi1/0/16 | Noor-E-Amena (License+ET)
Yes | PCH | Main Building | Main Building | 1st Floor | - | Rack-01 | VIVANCO | 15 | VSA.6615.01.10e | JAE264314GB | 4 | PCH-RACK-01-SW-01 | Switch | CISCO | C9200-48T-E | 10.60.62.71 | Gi1/0/17 | Spare
Yes | PCH | Main Building | Main Building | 1st Floor | - | Rack-01 | VIVANCO | 15 | VSA.6615.01.10e | JAE264314GB | 4 | PCH-RACK-01-SW-01 | Switch | CISCO | C9200-48T-E | 10.60.62.71 | Gi1/0/18 | Spare
Yes | PCH | Main Building | Main Building | 1st Floor | - | Rack-01 | VIVANCO | 15 | VSA.6615.01.10e | JAE264314GB | 4 | PCH-RACK-01-SW-01 | Switch | CISCO | C9200-48T-E | 10.60.62.71 | Gi1/0/19 | Abdullah Al Mamun (GL)
Yes | PCH | Main Building | Main Building | 1st Floor | - | Rack-01 | VIVANCO | 15 | VSA.6615.01.10e | JAE264314GB | 4 | PCH-RACK-01-SW-01 | Switch | CISCO | C9200-48T-E | 10.60.62.71 | Gi1/0/20 | Spare
Yes | PCH | Main Building | Main Building | 1st Floor | - | Rack-01 | VIVANCO | 15 | VSA.6615.01.10e | JAE264314GB | 4 | PCH-RACK-01-SW-01 | Switch | CISCO | C9200-48T-E | 10.60.62.71 | Gi1/0/21 | Md Mahabubur Rahman(Stanographer)
Yes | PCH | Main Building | Main Building | 1st Floor | - | Rack-01 | VIVANCO | 15 | VSA.6615.01.10e | JAE264314GB | 4 | PCH-RACK-01-SW-01 | Switch | CISCO | C9200-48T-E | 10.60.62.71 | Gi1/0/22 | Md Siddiqur Rahman
Yes | PCH | Main Building | Main Building | 1st Floor | - | Rack-01 | VIVANCO | 15 | VSA.6615.01.10e | JAE264314GB | 4 | PCH-RACK-01-SW-01 | Switch | CISCO | C9200-48T-E | 10.60.62.71 | Gi1/0/23 | Driver Room
Yes | PCH | Main Building | Main Building | 1st Floor | - | Rack-01 | VIVANCO | 15 | VSA.6615.01.10e | JAE264314GB | 4 | PCH-RACK-01-SW-01 | Switch | CISCO | C9200-48T-E | 10.60.62.71 | Gi1/0/24 | Spare
Yes | PCH | Main Building | Main Building | 1st Floor | - | Rack-01 | VIVANCO | 15 | VSA.6615.01.10e | JAE264314GB | 4 | PCH-RACK-01-SW-01 | Switch | CISCO | C9200-48T-E | 10.60.62.71 | Gi1/0/25 | Asma Sultana(Head Asst)
Yes | PCH | Main Building | Main Building | 1st Floor | - | Rack-01 | VIVANCO | 15 | VSA.6615.01.10e | JAE264314GB | 4 | PCH-RACK-01-SW-01 | Switch | CISCO | C9200-48T-E | 10.60.62.71 | Gi1/0/26 | Spare
Yes | PCH | Main Building | Main Building | 1st Floor | - | Rack-01 | VIVANCO | 15 | VSA.6615.01.10e | JAE264314GB | 4 | PCH-RACK-01-SW-01 | Switch | CISCO | C9200-48T-E | 10.60.62.71 | Gi1/0/27 | Md Mahfuzul Haque bhuiyan (AD)
Yes | PCH | Main Building | Main Building | 1st Floor | - | Rack-01 | VIVANCO | 15 | VSA.6615.01.10e | JAE264314GB | 4 | PCH-RACK-01-SW-01 | Switch | CISCO | C9200-48T-E | 10.60.62.71 | Gi1/0/28 | Wi-fi
Yes | PCH | Main Building | Main Building | 1st Floor | - | Rack-01 | VIVANCO | 15 | VSA.6615.01.10e | JAE264314GB | 4 | PCH-RACK-01-SW-01 | Switch | CISCO | C9200-48T-E | 10.60.62.71 | Gi1/0/29 | Spare
Yes | PCH | Main Building | Main Building | 1st Floor | - | Rack-01 | VIVANCO | 15 | VSA.6615.01.10e | JAE264314GB | 4 | PCH-RACK-01-SW-01 | Switch | CISCO | C9200-48T-E | 10.60.62.71 | Gi1/0/30 | Md Maidul Islam (Comm-PA)
Yes | PCH | Main Building | Main Building | 1st Floor | - | Rack-01 | VIVANCO | 15 | VSA.6615.01.10e | JAE264314GB | 4 | PCH-RACK-01-SW-01 | Switch | CISCO | C9200-48T-E | 10.60.62.71 | Gi1/0/31 | Md Mosear rahman (DC)
Yes | PCH | Main Building | Main Building | 1st Floor | - | Rack-01 | VIVANCO | 15 | VSA.6615.01.10e | JAE264314GB | 4 | PCH-RACK-01-SW-01 | Switch | CISCO | C9200-48T-E | 10.60.62.71 | Gi1/0/32 | Spare
Yes | PCH | Main Building | Main Building | 1st Floor | - | Rack-01 | VIVANCO | 15 | VSA.6615.01.10e | JAE264314GB | 4 | PCH-RACK-01-SW-01 | Switch | CISCO | C9200-48T-E | 10.60.62.71 | Gi1/0/33 | JC-Room
Yes | PCH | Main Building | Main Building | 1st Floor | - | Rack-01 | VIVANCO | 15 | VSA.6615.01.10e | JAE264314GB | 4 | PCH-RACK-01-SW-01 | Switch | CISCO | C9200-48T-E | 10.60.62.71 | Gi1/0/34 | Spare
Yes | PCH | Main Building | Main Building | 1st Floor | - | Rack-01 | VIVANCO | 15 | VSA.6615.01.10e | JAE264314GB | 4 | PCH-RACK-01-SW-01 | Switch | CISCO | C9200-48T-E | 10.60.62.71 | Gi1/0/35 | Sonali Bank
Yes | PCH | Main Building | Main Building | 1st Floor | - | Rack-01 | VIVANCO | 15 | VSA.6615.01.10e | JAE264314GB | 4 | PCH-RACK-01-SW-01 | Switch | CISCO | C9200-48T-E | 10.60.62.71 | Gi1/0/36 | Spare
Yes | PCH | Main Building | Main Building | 1st Floor | - | Rack-01 | VIVANCO | 15 | VSA.6615.01.10e | JAE264314GB | 4 | PCH-RACK-01-SW-01 | Switch | CISCO | C9200-48T-E | 10.60.62.71 | Gi1/0/37 | Spare
Yes | PCH | Main Building | Main Building | 1st Floor | - | Rack-01 | VIVANCO | 15 | VSA.6615.01.10e | JAE264314GB | 4 | PCH-RACK-01-SW-01 | Switch | CISCO | C9200-48T-E | 10.60.62.71 | Gi1/0/38 | Spare
Yes | PCH | Main Building | Main Building | 1st Floor | - | Rack-01 | VIVANCO | 15 | VSA.6615.01.10e | JAE264314GB | 4 | PCH-RACK-01-SW-01 | Switch | CISCO | C9200-48T-E | 10.60.62.71 | Gi1/0/39 | Fatematuz Johora (IGM)
Yes | PCH | Main Building | Main Building | 1st Floor | - | Rack-01 | VIVANCO | 15 | VSA.6615.01.10e | JAE264314GB | 4 | PCH-RACK-01-SW-01 | Switch | CISCO | C9200-48T-E | 10.60.62.71 | Gi1/0/40 | Spare
Yes | PCH | Main Building | Main Building | 1st Floor | - | Rack-01 | VIVANCO | 15 | VSA.6615.01.10e | JAE264314GB | 4 | PCH-RACK-01-SW-01 | Switch | CISCO | C9200-48T-E | 10.60.62.71 | Gi1/0/41 | Spare
Yes | PCH | Main Building | Main Building | 1st Floor | - | Rack-01 | VIVANCO | 15 | VSA.6615.01.10e | JAE264314GB | 4 | PCH-RACK-01-SW-01 | Switch | CISCO | C9200-48T-E | 10.60.62.71 | Gi1/0/42 | Spare
Yes | PCH | Main Building | Main Building | 1st Floor | - | Rack-01 | VIVANCO | 15 | VSA.6615.01.10e | JAE264314GB | 4 | PCH-RACK-01-SW-01 | Switch | CISCO | C9200-48T-E | 10.60.62.71 | Gi1/0/43 | Spare
Yes | PCH | Main Building | Main Building | 1st Floor | - | Rack-01 | VIVANCO | 15 | VSA.6615.01.10e | JAE264314GB | 4 | PCH-RACK-01-SW-01 | Switch | CISCO | C9200-48T-E | 10.60.62.71 | Gi1/0/44 | Spare
Yes | PCH | Main Building | Main Building | 1st Floor | - | Rack-01 | VIVANCO | 15 | VSA.6615.01.10e | JAE264314GB | 4 | PCH-RACK-01-SW-01 | Switch | CISCO | C9200-48T-E | 10.60.62.71 | Gi1/0/45 | Spare
Yes | PCH | Main Building | Main Building | 1st Floor | - | Rack-01 | VIVANCO | 15 | VSA.6615.01.10e | JAE264314GB | 4 | PCH-RACK-01-SW-01 | Switch | CISCO | C9200-48T-E | 10.60.62.71 | Gi1/0/46 | Spare
Yes | PCH | Main Building | Main Building | 1st Floor | - | Rack-01 | VIVANCO | 15 | VSA.6615.01.10e | JAE264314GB | 4 | PCH-RACK-01-SW-01 | Switch | CISCO | C9200-48T-E | 10.60.62.71 | Gi1/0/47 | Spare
| PCH | Main Building | Main Building | 1st Floor | - | Rack-01 | VIVANCO | 15 | VSA.6615.01.10e | JAE264314GB | 4 | PCH-RACK-01-SW-01 | Switch | CISCO | C9200-48T-E | 10.60.62.71 | Gi1/0/48 | Spare
Yes | PCH | Main Building | Main Building | 1st Floor | - | Rack-01 | VIVANCO | 15 | VSA.6615.01.10e | JAE264314GB | 4 | PCH-RACK-01-SW-01 | Switch | CISCO | C9200-48T-E | 10.60.62.71 | Te1/1/1 | N/A
Yes | PCH | Main Building | Main Building | 1st Floor | - | Rack-01 | VIVANCO | 15 | VSA.6615.01.10e | JAE264314GB | 4 | PCH-RACK-01-SW-01 | Switch | CISCO | C9200-48T-E | 10.60.62.71 | Te1/1/2 | N/A
Yes | PCH | Main Building | Main Building | 1st Floor | - | Rack-01 | VIVANCO | 15 | VSA.6615.01.10e | JAE264314GB | 4 | PCH-RACK-01-SW-01 | Switch | CISCO | C9200-48T-E | 10.60.62.71 | Te1/1/3 | N/A
Yes | PCH | Main Building | Main Building | 1st Floor | - | Rack-01 | VIVANCO | 15 | VSA.6615.01.10e | JAE264314GB | 4 | PCH-RACK-01-SW-01 | Switch | CISCO | C9200-48T-E | 10.60.62.71 | Te1/1/4 | N/A
Yes
Yes | PCH | Assesment Building | Assesment Building | Long Room | - | Rack-02 | VIVANCO | 15 | VSA.6615.01.10e | JAE26292P3W | 9 | PCH-RACK-02-SW-1 | Switch | CISCO | C2960-24TC | 10.60.62.72 | Gi1/0/1 | Md Salauddin Shah (AP)
Yes | PCH | Assesment Building | Assesment Building | Long Room | - | Rack-02 | VIVANCO | 15 | VSA.6615.01.10e | JAE26292P3W | 9 | PCH-RACK-02-SW-1 | Switch | CISCO | C2960-24TC | 10.60.62.72 | Gi1/0/2 | Wifi
Yes | PCH | Assesment Building | Assesment Building | Long Room | - | Rack-02 | VIVANCO | 15 | VSA.6615.01.10e | JAE26292P3W | 9 | PCH-RACK-02-SW-1 | Switch | CISCO | C2960-24TC | 10.60.62.72 | Gi1/0/3 | Spare
Yes | PCH | Assesment Building | Assesment Building | Long Room | - | Rack-02 | VIVANCO | 15 | VSA.6615.01.10e | JAE26292P3W | 9 | PCH-RACK-02-SW-1 | Switch | CISCO | C2960-24TC | 10.60.62.72 | Gi1/0/4 | Bijoy Kumar Roy (RO)
Yes | PCH | Assesment Building | Assesment Building | Long Room | - | Rack-02 | VIVANCO | 15 | VSA.6615.01.10e | JAE26292P3W | 9 | PCH-RACK-02-SW-1 | Switch | CISCO | C2960-24TC | 10.60.62.72 | Gi1/0/5 | Spare
Yes | PCH | Assesment Building | Assesment Building | Long Room | - | Rack-02 | VIVANCO | 15 | VSA.6615.01.10e | JAE26292P3W | 9 | PCH-RACK-02-SW-1 | Switch | CISCO | C2960-24TC | 10.60.62.72 | Gi1/0/6 | Md Ishahaque (RO)
Yes | PCH | Assesment Building | Assesment Building | Long Room | - | Rack-02 | VIVANCO | 15 | VSA.6615.01.10e | JAE26292P3W | 9 | PCH-RACK-02-SW-1 | Switch | CISCO | C2960-24TC | 10.60.62.72 | Gi1/0/7 | Spare
Yes | PCH | Assesment Building | Assesment Building | Long Room | - | Rack-02 | VIVANCO | 15 | VSA.6615.01.10e | JAE26292P3W | 9 | PCH-RACK-02-SW-1 | Switch | CISCO | C2960-24TC | 10.60.62.72 | Gi1/0/8 | Mostafa Jasim Uddin (RO)
Yes | PCH | Assesment Building | Assesment Building | Long Room | - | Rack-02 | VIVANCO | 15 | VSA.6615.01.10e | JAE26292P3W | 9 | PCH-RACK-02-SW-1 | Switch | CISCO | C2960-24TC | 10.60.62.72 | Gi1/0/9 | Md Ferdouch (ARO)
Yes | PCH | Assesment Building | Assesment Building | Long Room | - | Rack-02 | VIVANCO | 15 | VSA.6615.01.10e | JAE26292P3W | 9 | PCH-RACK-02-SW-1 | Switch | CISCO | C2960-24TC | 10.60.62.72 | Gi1/0/10 | Md AL Amin(ARO)
Yes | PCH | Assesment Building | Assesment Building | Long Room | - | Rack-02 | VIVANCO | 15 | VSA.6615.01.10e | JAE26292P3W | 9 | PCH-RACK-02-SW-1 | Switch | CISCO | C2960-24TC | 10.60.62.72 | Gi1/0/11 | Baby Shah (RO)
Yes | PCH | Assesment Building | Assesment Building | Long Room | - | Rack-02 | VIVANCO | 15 | VSA.6615.01.10e | JAE26292P3W | 9 | PCH-RACK-02-SW-1 | Switch | CISCO | C2960-24TC | 10.60.62.72 | Gi1/0/12 | Md Serazul Islam(ARO)
Yes | PCH | Assesment Building | Assesment Building | Long Room | - | Rack-02 | VIVANCO | 15 | VSA.6615.01.10e | JAE26292P3W | 9 | PCH-RACK-02-SW-1 | Switch | CISCO | C2960-24TC | 10.60.62.72 | Gi1/0/13 | Md Jewel Islam Pramanik(RO)
Yes | PCH | Assesment Building | Assesment Building | Long Room | - | Rack-02 | VIVANCO | 15 | VSA.6615.01.10e | JAE26292P3W | 9 | PCH-RACK-02-SW-1 | Switch | CISCO | C2960-24TC | 10.60.62.72 | Gi1/0/14 | Spare
Yes | PCH | Assesment Building | Assesment Building | Long Room | - | Rack-02 | VIVANCO | 15 | VSA.6615.01.10e | JAE26292P3W | 9 | PCH-RACK-02-SW-1 | Switch | CISCO | C2960-24TC | 10.60.62.72 | Gi1/0/15 | Spare
Yes | PCH | Assesment Building | Assesment Building | Long Room | - | Rack-02 | VIVANCO | 15 | VSA.6615.01.10e | JAE26292P3W | 9 | PCH-RACK-02-SW-1 | Switch | CISCO | C2960-24TC | 10.60.62.72 | Gi1/0/16 | H.M Titumir Ahmed (RO)
Yes | PCH | Assesment Building | Assesment Building | Long Room | - | Rack-02 | VIVANCO | 15 | VSA.6615.01.10e | JAE26292P3W | 9 | PCH-RACK-02-SW-1 | Switch | CISCO | C2960-24TC | 10.60.62.72 | Gi1/0/17 | Moniruzzaman Chowdhury(ARO)
Yes | PCH | Assesment Building | Assesment Building | Long Room | - | Rack-02 | VIVANCO | 15 | VSA.6615.01.10e | JAE26292P3W | 9 | PCH-RACK-02-SW-1 | Switch | CISCO | C2960-24TC | 10.60.62.72 | Gi1/0/18 | Shamal Kumar (RO)
Yes | PCH | Assesment Building | Assesment Building | Long Room | - | Rack-02 | VIVANCO | 15 | VSA.6615.01.10e | JAE26292P3W | 9 | PCH-RACK-02-SW-1 | Switch | CISCO | C2960-24TC | 10.60.62.72 | Gi1/0/19 | Spare
Yes | PCH | Assesment Building | Assesment Building | Long Room | - | Rack-02 | VIVANCO | 15 | VSA.6615.01.10e | JAE26292P3W | 9 | PCH-RACK-02-SW-1 | Switch | CISCO | C2960-24TC | 10.60.62.72 | Gi1/0/20 | Spare
Yes | PCH | Assesment Building | Assesment Building | Long Room | - | Rack-02 | VIVANCO | 15 | VSA.6615.01.10e | JAE26292P3W | 9 | PCH-RACK-02-SW-1 | Switch | CISCO | C2960-24TC | 10.60.62.72 | Gi1/0/21 | Md Shahidul Islam (ARO)
Yes | PCH | Assesment Building | Assesment Building | Long Room | - | Rack-02 | VIVANCO | 15 | VSA.6615.01.10e | JAE26292P3W | 9 | PCH-RACK-02-SW-1 | Switch | CISCO | C2960-24TC | 10.60.62.72 | Gi1/0/22 | Spare
Yes | PCH | Assesment Building | Assesment Building | Long Room | - | Rack-02 | VIVANCO | 15 | VSA.6615.01.10e | JAE26292P3W | 9 | PCH-RACK-02-SW-1 | Switch | CISCO | C2960-24TC | 10.60.62.72 | Gi1/0/23 | Spare
| PCH | Assesment Building | Assesment Building | Long Room | - | Rack-02 | VIVANCO | 15 | VSA.6615.01.10e | JAE26292P3W | 9 | PCH-RACK-02-SW-1 | Switch | CISCO | C2960-24TC | 10.60.62.72 | Gi1/0/24 | Spare
Yes | PCH | Assesment Building | Assesment Building | Long Room | - | Rack-02 | VIVANCO | 15 | VSA.6615.01.10e | JAE26292P3W | 9 | PCH-RACK-02-SW-1 | Switch | CISCO | C2960-24TC | 10.60.62.72 | Te1/1/1 | N/A
Yes | PCH | Assesment Building | Assesment Building | Long Room | - | Rack-02 | VIVANCO | 15 | VSA.6615.01.10e | JAE26292P3W | 9 | PCH-RACK-02-SW-1 | Switch | CISCO | C2960-24TC | 10.60.62.72 | Te1/1/2 | N/A
Yes | PCH | Assesment Building | Assesment Building | Long Room | - | Rack-02 | VIVANCO | 15 | VSA.6615.01.10e | JAE26292P3W | 9 | PCH-RACK-02-SW-1 | Switch | CISCO | C2960-24TC | 10.60.62.72 | Te1/1/3 | N/A
Yes | PCH | Assesment Building | Assesment Building | Long Room | - | Rack-02 | VIVANCO | 15 | VSA.6615.01.10e | JAE26292P3W | 9 | PCH-RACK-02-SW-1 | Switch | CISCO | C2960-24TC | 10.60.62.72 | Te1/1/4 | N/A
Yes
Yes | PCH | Assesment Building | Assesment Building | Long Room | - | Rack-02 | VIVANCO | 15 | VSA.6615.01.10e | JAE26240BEU | 9 | PCH-RACK-02-SW-2 | Switch | CISCO | C2960-24TC | 10.60.62.73 | Gi1/0/1 | ARO
Yes | PCH | Assesment Building | Assesment Building | Long Room | - | Rack-02 | VIVANCO | 15 | VSA.6615.01.10e | JAE26240BEU | 9 | PCH-RACK-02-SW-2 | Switch | CISCO | C2960-24TC | 10.60.62.73 | Gi1/0/2 | Rudra Dipta Roy (ARO)
Yes | PCH | Assesment Building | Assesment Building | Long Room | - | Rack-02 | VIVANCO | 15 | VSA.6615.01.10e | JAE26240BEU | 9 | PCH-RACK-02-SW-2 | Switch | CISCO | C2960-24TC | 10.60.62.73 | Gi1/0/3 | Subrata Paul (ARO)
Yes | PCH | Assesment Building | Assesment Building | Long Room | - | Rack-02 | VIVANCO | 15 | VSA.6615.01.10e | JAE26240BEU | 9 | PCH-RACK-02-SW-2 | Switch | CISCO | C2960-24TC | 10.60.62.73 | Gi1/0/4 | Waliour Rahman (ARO)
Yes | PCH | Assesment Building | Assesment Building | Long Room | - | Rack-02 | VIVANCO | 15 | VSA.6615.01.10e | JAE26240BEU | 9 | PCH-RACK-02-SW-2 | Switch | CISCO | C2960-24TC | 10.60.62.73 | Gi1/0/5 | Nargis Islam Roni (ARO)
Yes | PCH | Assesment Building | Assesment Building | Long Room | - | Rack-02 | VIVANCO | 15 | VSA.6615.01.10e | JAE26240BEU | 9 | PCH-RACK-02-SW-2 | Switch | CISCO | C2960-24TC | 10.60.62.73 | Gi1/0/6 | Spare
Yes | PCH | Assesment Building | Assesment Building | Long Room | - | Rack-02 | VIVANCO | 15 | VSA.6615.01.10e | JAE26240BEU | 9 | PCH-RACK-02-SW-2 | Switch | CISCO | C2960-24TC | 10.60.62.73 | Gi1/0/7 | Sourov Kumar paul (ARO)
Yes | PCH | Assesment Building | Assesment Building | Long Room | - | Rack-02 | VIVANCO | 15 | VSA.6615.01.10e | JAE26240BEU | 9 | PCH-RACK-02-SW-2 | Switch | CISCO | C2960-24TC | 10.60.62.73 | Gi1/0/8 | Soyed Hasan Kabir (ARO)
Yes | PCH | Assesment Building | Assesment Building | Long Room | - | Rack-02 | VIVANCO | 15 | VSA.6615.01.10e | JAE26240BEU | 9 | PCH-RACK-02-SW-2 | Switch | CISCO | C2960-24TC | 10.60.62.73 | Gi1/0/9 | Spare
Yes | PCH | Assesment Building | Assesment Building | Long Room | - | Rack-02 | VIVANCO | 15 | VSA.6615.01.10e | JAE26240BEU | 9 | PCH-RACK-02-SW-2 | Switch | CISCO | C2960-24TC | 10.60.62.73 | Gi1/0/10 | Shariful Islam (ARO)
Yes | PCH | Assesment Building | Assesment Building | Long Room | - | Rack-02 | VIVANCO | 15 | VSA.6615.01.10e | JAE26240BEU | 9 | PCH-RACK-02-SW-2 | Switch | CISCO | C2960-24TC | 10.60.62.73 | Gi1/0/11 | Abullah Al Mamun (ARO)
Yes | PCH | Assesment Building | Assesment Building | Long Room | - | Rack-02 | VIVANCO | 15 | VSA.6615.01.10e | JAE26240BEU | 9 | PCH-RACK-02-SW-2 | Switch | CISCO | C2960-24TC | 10.60.62.73 | Gi1/0/12 | Gopal Chandra Barman (ARO)
Yes | PCH | Assesment Building | Assesment Building | Long Room | - | Rack-02 | VIVANCO | 15 | VSA.6615.01.10e | JAE26240BEU | 9 | PCH-RACK-02-SW-2 | Switch | CISCO | C2960-24TC | 10.60.62.73 | Gi1/0/13 | Ujjal Hossain (ARO)
Yes | PCH | Assesment Building | Assesment Building | Long Room | - | Rack-02 | VIVANCO | 15 | VSA.6615.01.10e | JAE26240BEU | 9 | PCH-RACK-02-SW-2 | Switch | CISCO | C2960-24TC | 10.60.62.73 | Gi1/0/14 | Abul Kalam Azad (RO)
Yes | PCH | Assesment Building | Assesment Building | Long Room | - | Rack-02 | VIVANCO | 15 | VSA.6615.01.10e | JAE26240BEU | 9 | PCH-RACK-02-SW-2 | Switch | CISCO | C2960-24TC | 10.60.62.73 | Gi1/0/15 | Spare
Yes | PCH | Assesment Building | Assesment Building | Long Room | - | Rack-02 | VIVANCO | 15 | VSA.6615.01.10e | JAE26240BEU | 9 | PCH-RACK-02-SW-2 | Switch | CISCO | C2960-24TC | 10.60.62.73 | Gi1/0/16 | Joydeb Chandra (RO)
Yes | PCH | Assesment Building | Assesment Building | Long Room | - | Rack-02 | VIVANCO | 15 | VSA.6615.01.10e | JAE26240BEU | 9 | PCH-RACK-02-SW-2 | Switch | CISCO | C2960-24TC | 10.60.62.73 | Gi1/0/17 | Shafiul Islam (RO)
Yes | PCH | Assesment Building | Assesment Building | Long Room | - | Rack-02 | VIVANCO | 15 | VSA.6615.01.10e | JAE26240BEU | 9 | PCH-RACK-02-SW-2 | Switch | CISCO | C2960-24TC | 10.60.62.73 | Gi1/0/18 | RO
Yes | PCH | Assesment Building | Assesment Building | Long Room | - | Rack-02 | VIVANCO | 15 | VSA.6615.01.10e | JAE26240BEU | 9 | PCH-RACK-02-SW-2 | Switch | CISCO | C2960-24TC | 10.60.62.73 | Gi1/0/19 | Spare
Yes | PCH | Assesment Building | Assesment Building | Long Room | - | Rack-02 | VIVANCO | 15 | VSA.6615.01.10e | JAE26240BEU | 9 | PCH-RACK-02-SW-2 | Switch | CISCO | C2960-24TC | 10.60.62.73 | Gi1/0/20 | Spare
Yes | PCH | Assesment Building | Assesment Building | Long Room | - | Rack-02 | VIVANCO | 15 | VSA.6615.01.10e | JAE26240BEU | 9 | PCH-RACK-02-SW-2 | Switch | CISCO | C2960-24TC | 10.60.62.73 | Gi1/0/21 | Spare
Yes | PCH | Assesment Building | Assesment Building | Long Room | - | Rack-02 | VIVANCO | 15 | VSA.6615.01.10e | JAE26240BEU | 9 | PCH-RACK-02-SW-2 | Switch | CISCO | C2960-24TC | 10.60.62.73 | Gi1/0/22 | Spare
Yes | PCH | Assesment Building | Assesment Building | Long Room | - | Rack-02 | VIVANCO | 15 | VSA.6615.01.10e | JAE26240BEU | 9 | PCH-RACK-02-SW-2 | Switch | CISCO | C2960-24TC | 10.60.62.73 | Gi1/0/23 | Spare
Yes | PCH | Assesment Building | Assesment Building | Long Room | - | Rack-02 | VIVANCO | 15 | VSA.6615.01.10e | JAE26240BEU | 9 | PCH-RACK-02-SW-2 | Switch | CISCO | C2960-24TC | 10.60.62.73 | Gi1/0/24 | Spare

## structure-pch_moduler
include | house | area | building | floor | room | rack | rack-make | rack-u-count | rack-model | tag | rack-position | name | type | make | model | Mgmt IP | Service IP | OS
Yes | PCH | Modular Data Center | Pangaon Customs Main Building | 1st | NOC | MDC Rack-1 | VARICOM | 42 | X7S-6242-RGB-B | WZP25370ULX | 23-24 | Addtional Active Directory | Server | Cisco | UCS C240 M5SX | 10.60.55.38 | 172.21.108.38 | Windows Server
Yes | PCH | Modular Data Center | Pangaon Customs Main Building | 1st | NOC | MDC Rack-1 | VARICOM | 42 | X7S-6242-RGB-B | WZP25160BT8 | 20-21 | NMS | Server | Cisco | UCS C240 M5SX | 10.60.55.39 | 10.60.55.40 | ESXi

## merge-structure-dc-with-network
include | house | area | building | floor | room | rack | rack-make | rack-u-count | rack-model | tag | rack-position | type | name | Mgmt IP | make | Service IP | OS | Remarks | port | model
Yes | DC | Data Center | National Board of Revenue Old Building | 1st | Data Center | Rack-09 | SUN Oracle | 42 | SUN Oracle | 2046NMG00B | 2023-01-03 | Server | T8-2 App 02 | 10.60.24.17 |  | 172.21.0.13 | Solaris 11.4
Yes | DC | Data Center | National Board of Revenue Old Building | 1st | Data Center | Rack-09 | SUN Oracle | 42 | SUN Oracle | 2046NMG00A | 2023-04-06 | Server | T8-2 App 01 | 10.60.24.15 |  | 172.21.0.12 | Solaris 11.4
Yes | DC | Data Center | National Board of Revenue Old Building | 1st | Data Center | Rack-09 | SUN Oracle | 42 | SUN Oracle | 2046NMG009 | 2023-07-09 | Server | T8-2 UAT | 10.60.24.19 |  | 172.21.30.12 | Solaris 11.4
Yes | DC | Data Center | National Board of Revenue Old Building | 1st | Data Center | Rack-09 | SUN Oracle | 42 | SUN Oracle | 2047XC209J | 2023-10-11 | Storage | ZFS Controller 01 | 10.60.24.58 |  | 10.60.24.56
Yes | DC | Data Center | National Board of Revenue Old Building | 1st | Data Center | Rack-09 | SUN Oracle | 42 | SUN Oracle | 2047XC209Y | 2023-12-13 | Storage | ZFS Controller 02 | 10.60.24.60 |  | 10.60.24.57
Yes | DC | Data Center | National Board of Revenue Old Building | 1st | Data Center | Rack-09 | SUN Oracle | 42 | SUN Oracle | 2046NMS801 | 14-15 | Storage | ZFS Disk Self 01
Yes | DC | Data Center | National Board of Revenue Old Building | 1st | Data Center | Rack-09 | SUN Oracle | 42 | SUN Oracle | 2046NMQ804 | 16-19 | Storage | ZFS Disk Self 02
Yes | DC | Data Center | National Board of Revenue Old Building | 1st | Data Center | Rack-09 | SUN Oracle | 42 | SUN Oracle | 2046NMQ805 | 20-23 | Storage | ZFS Disk Self 03
Yes | DC | Data Center | National Board of Revenue Old Building | 1st | Data Center | Rack-09 | SUN Oracle | 42 | SUN Oracle | 2117XCB00B | 25 | Server | X8-2 App 01 | 10.60.24.25 |  | 172.21.0.14 | Oracle Linux 7.9
Yes | DC | Data Center | National Board of Revenue Old Building | 1st | Data Center | Rack-09 | SUN Oracle | 42 | SUN Oracle | 2117XCB00D | 26 | Server | X8-2 App 02 | 10.60.24.27 |  | 172.21.0.15 | Oracle Linux 7.9
Yes | DC | Data Center | National Board of Revenue Old Building | 1st | Data Center | Rack-09 | SUN Oracle | 42 | SUN Oracle | 2117XCB009 | 27 | Server | X8-2 Web | 10.60.24.29 |  | 172.21.25.12 | Oracle Linux 7.9
Yes | DC | Data Center | National Board of Revenue Old Building | 1st | Data Center | Rack-09 | SUN Oracle | 42 | SUN Oracle | 2117XCB00E | 28 | Server | X8-2 DNS | 10.60.24.12 |  | 172.21.1.12 | Oracle Linux 7.9
Yes | DC | Data Center | National Board of Revenue Old Building | 1st | Data Center | Rack-09 | SUN Oracle | 42 | SUN Oracle | 952115000425 | 30-31 | Storage | edcawbackupstorage-01, edcawbackupstorage-02
Yes | DC | Data Center | National Board of Revenue Old Building | 1st | Data Center | Rack-09 | SUN Oracle | 42 | SUN Oracle | 952117000781 | 30-31 | Storage | edcawbackupstorage-01, edcawbackupstorage-02
Yes | DC | Data Center | National Board of Revenue Old Building | 1st | Data Center | Rack-09 | SUN Oracle | 42 | SUN Oracle | SHFNC2121000050 | 32-33 | Storage | Shelf 1.0, Shelf 1.1
Yes | DC | Data Center | National Board of Revenue Old Building | 1st | Data Center | Rack-09 | SUN Oracle | 42 | SUN Oracle | SHJSG2116000161 | 32-33 | Storage | Shelf 1.0, Shelf 1.1
Yes | DC | Data Center | National Board of Revenue Old Building | 1st | Data Center | Rack-09 | SUN Oracle | 42 | SUN Oracle | CNL3TD3 | 34-35 | Server | Media Server | 10.60.24.33 |  | 172.21.7.51 | Windows Server 2019
Yes | DC | Data Center | National Board of Revenue Old Building | 1st | Data Center | Rack-09 | SUN Oracle | 42 | SUN Oracle | BRCEWY1947R07E | 36 | san-switch | SAN SW 01 | 10.60.24.51
Yes | DC | Data Center | National Board of Revenue Old Building | 1st | Data Center | Rack-09 | SUN Oracle | 42 | SUN Oracle | BRCEWY1951R09C | 37 | san-switch | SAN SW 02 | 10.60.24.52
Yes | DC | Data Center | National Board of Revenue Old Building | 1st | Data Center | Rack-09 | SUN Oracle | 42 | SUN Oracle | 2047XCB0BA | 38 | Server | Gateway Server | 10.60.8.13
Yes | DC | Data Center | National Board of Revenue Old Building | 1st | Data Center | Rack-08 | SUN Oracle | 42 | SUN Oracle | 2046XLB0BH | 16 | Server | Exadata-DB-Node1 | 10.60.8.75 |  | 172.21.0.72 | Oracle Linux 7.9
Yes | DC | Data Center | National Board of Revenue Old Building | 1st | Data Center | Rack-08 | SUN Oracle | 42 | SUN Oracle | 2046XLB0BF | 17 | Server | Exadata-DB-Node2 | 10.60.8.76 |  | 172.21.0.73 | Oracle Linux 7.9
Yes | DC | Data Center | National Board of Revenue Old Building | 1st | Data Center | Rack-08 | SUN Oracle | 42 | SUN Oracle | 2046XLA0CX | 2 | Storage | Exadata-Cell-Node1 | 10.60.8.77
Yes | DC | Data Center | National Board of Revenue Old Building | 1st | Data Center | Rack-08 | SUN Oracle | 42 | SUN Oracle | 2046XLA0D2 | 4 | Storage | Exadata-Cell-Node2 | 10.60.8.78
Yes | DC | Data Center | National Board of Revenue Old Building | 1st | Data Center | Rack-08 | SUN Oracle | 42 | SUN Oracle | 2046XLA0CV | 6 | Storage | Exadata-Cell-Node3 | 10.60.8.79
Yes | DC | Data Center | National Board of Revenue Old Building | 1st | Data Center | Rack-08 | SUN Oracle | 42 | SUN Oracle | FDO24070BUS | 21 | exadata-switch | Management Switch | 10.60.8.80
Yes | DC | Data Center | National Board of Revenue Old Building | 1st | Data Center | Rack-08 | SUN Oracle | 42 | SUN Oracle | 2027NNXE5R | 20 | exadata-switch | InfiniBand Switch1 | 10.60.8.81
Yes | DC | Data Center | National Board of Revenue Old Building | 1st | Data Center | Rack-08 | SUN Oracle | 42 | SUN Oracle | 2027NNXE5P | 22 | exadata-switch | InfiniBand Switch2 | 10.60.8.82
Yes | DC | Data Center | National Board of Revenue Old Building | 1st | Data Center | Rack-11 | SUN Oracle | 42 | SUN Oracle | 2043XL2014 | 2023-01-02 | Storage | ZFS Controller 01 | 192.168.4.101 |  | 192.168.4.1
Yes | DC | Data Center | National Board of Revenue Old Building | 1st | Data Center | Rack-11 | SUN Oracle | 42 | SUN Oracle | 2043XL2017 | 2023-03-04 | Storage | ZFS Controller 02 | 192.168.4.102 |  | 192.168.4.2
Yes | DC | Data Center | National Board of Revenue Old Building | 1st | Data Center | Rack-11 | SUN Oracle | 42 | SUN Oracle | 2043XLB00V | 5 | Server | Management Node 01 | 192.168.4.103 |  | 192.168.4.3 | Oracle Linux 7.9
Yes | DC | Data Center | National Board of Revenue Old Building | 1st | Data Center | Rack-11 | SUN Oracle | 42 | SUN Oracle | 2043XLB00K | 6 | Server | Management Node 02 | 192.168.4.104 |  | 192.168.4.4 | Oracle Linux 7.9
Yes | DC | Data Center | National Board of Revenue Old Building | 1st | Data Center | Rack-11 | SUN Oracle | 42 | SUN Oracle | 2042XLB0CW | 7 | Server | Conpute Node 01 | 192.168.4.110 |  | 192.168.4.10
Yes | DC | Data Center | National Board of Revenue Old Building | 1st | Data Center | Rack-11 | SUN Oracle | 42 | SUN Oracle | 2042XLB0D7 | 8 | Server | Conpute Node 02 | 192.168.4.108 |  | 192.168.4.8
Yes | DC | Data Center | National Board of Revenue Old Building | 1st | Data Center | Rack-11 | SUN Oracle | 42 | SUN Oracle | 2042XLB0D6 | 9 | Server | Conpute Node 03 | 192.168.4.106 |  | 192.168.4.6
Yes | DC | Data Center | National Board of Revenue Old Building | 1st | Data Center | Rack-11 | SUN Oracle | 42 | SUN Oracle | 2042XLB0CL | 10 | Server | Conpute Node 04 | 192.168.4.105 |  | 192.168.4.5
Yes | DC | Data Center | National Board of Revenue Old Building | 1st | Data Center | Rack-11 | SUN Oracle | 42 | SUN Oracle | 2042XLB0D4 | 11 | Server | Conpute Node 05 | 192.168.4.107 |  | 192.168.4.7
Yes | DC | Data Center | National Board of Revenue Old Building | 1st | Data Center | Rack-11 | SUN Oracle | 42 | SUN Oracle | 2042XLB0D5 | 12 | Server | Conpute Node 06 | 192.168.4.109 |  | 192.168.4.9
Yes | DC | Data Center | National Board of Revenue Old Building | 1st | Data Center | Rack-11 | SUN Oracle | 42 | SUN Oracle | FDO24350196 | 15 | server-switch | Leaf Switch 01 |  |  | 192.168.4.202
Yes | DC | Data Center | National Board of Revenue Old Building | 1st | Data Center | Rack-11 | SUN Oracle | 42 | SUN Oracle | POG2433ZE4S | 16 | server-switch | Leaf Switch 02 |  |  | 192.168.4.203
Yes | DC | Data Center | National Board of Revenue Old Building | 1st | Data Center | Rack-11 | SUN Oracle | 42 | SUN Oracle | 2042NMQ820 | 17-20 | Storage | ZFS Disk Self
Yes | DC | Data Center | National Board of Revenue Old Building | 1st | Data Center | Rack-11 | SUN Oracle | 42 | SUN Oracle | FDO242306PM | 21 | server-switch | Management Switch |  |  | 192.168.4.230
Yes | DC | Data Center | National Board of Revenue Old Building | 1st | Data Center | Rack-02 | SUN Oracle | 42 | SUN Oracle | POG2433ZE8T | 22 | server-switch | Spine Switch 01 |  |  | 192.168.4.204
Yes | DC | Data Center | National Board of Revenue Old Building | 1st | Data Center | Rack-02 | SUN Oracle | 42 | SUN Oracle | FDO2435016E | 23 | server-switch | Spine Switch 02 |  |  | 192.168.4.205
Yes | DC | Data Center | National Board of Revenue Old Building | 1st | Data Center | Rack-04 | SUN Oracle | 42 | SUN Oracle | WZP25370UMV | 16-17 | Server | Root Active Directory | 10.60.8.37 |  | 172.21.26.37 | Windows Server 2019
Yes | DC | Data Center | National Board of Revenue Old Building | 1st | Data Center | Rack-04 | SUN Oracle | 42 | SUN Oracle | WZP25320N01 | 18-19 | Server | Addtional Active Directory | 10.60.8.38 |  | 172.21.26.38 | Windows Server 2019
Yes | DC | Data Center | National Board of Revenue Old Building | 1st | - | RACK-10 | APC | 42 | AR3150 | FXS2444Q0T9 | 35-36 | Router | DC_WAN_R1 | 10.60.0.41 | cisco |  |  |  |  | ASR1002-HX-DNA
Yes | DC | Data Center | National Board of Revenue Old Building | 1st | - | RACK-10 | APC | 42 | AR3150 | FXS2444Q0RZ | 32-33 | Router | DC_WAN_R2 | 10.60.0.42 | cisco |  |  |  |  | ASR1002-HX-DNA
Yes | DC | Data Center | National Board of Revenue Old Building | 1st | - | RACK-10 | APC | 42 | AR3150 | FOC2442LACN | 30 | Switch | DC_CORE_SW_01 | 10.60.0.28 | cisco |  |  |  |  | C9500-16X
Yes | DC | Data Center | National Board of Revenue Old Building | 1st | - | RACK-10 | APC | 42 | AR3150 | FOC2442LAQ2 | 28 | Switch | DC_CORE_SW_02 |  | cisco |  |  |  |  | C9500-16X
Yes | DC | Data Center | National Board of Revenue Old Building | 1st | - | RACK-10 | APC | 42 | AR3150 | JMX2445L035 | 26 | Firewall | DC_SVR_FRM_FW01 | 10.60.0.12 | cisco |  |  |  |  | FPR-4115-K9
Yes | DC | Data Center | National Board of Revenue Old Building | 1st | - | RACK-10 | APC | 42 | AR3150 | JMX2445L038 | 24 | Firewall | DC_SVR_FRM_FW02 | 10.60.0.13 | cisco |  |  |  |  | FPR-4115-K9
Yes | DC | Data Center | National Board of Revenue Old Building | 1st | - | RACK-10 | APC | 42 | AR3150 | FDO244414K5 | 22 | Switch | DC_SVR_FRM_SW_01 | 10.60.0.26 | cisco |  |  |  |  | N9K-C93180YC-FX
Yes | DC | Data Center | National Board of Revenue Old Building | 1st | - | RACK-10 | APC | 42 | AR3150 | FDO2444146T | 20 | Switch | DC_SVR_FRM_SW_02 | 10.60.0.27 | cisco |  |  |  |  | N9K-C93180YC-FX
Yes | DC | Data Center | National Board of Revenue Old Building | 1st | - | RACK-10 | APC | 42 | AR3150 | JMX2445L03E | 18 | Firewall | DC_DMZ_FW_01 | 10.60.0.14 | cisco |  |  |  |  | FPR-4115-K9
Yes | DC | Data Center | National Board of Revenue Old Building | 1st | - | RACK-10 | APC | 42 | AR3150 | JMX2445L03F | 16 | Firewall | DC_DMZ_FW_02 | 10.60.0.15 | cisco |  |  |  |  | FPR-4115-K9
Yes | DC | Data Center | National Board of Revenue Old Building | 1st | - | RACK-10 | APC | 42 | AR3150 | FOC2443L02N | 14 | Switch | DC_DMZ_SW_01 | 10.60.0.30 | cisco |  |  |  |  | C9300-24T
Yes | DC | Data Center | National Board of Revenue Old Building | 1st | - | RACK-10 | APC | 42 | AR3150 | FOC2443L01C | 12 | Switch | DC_DMZ_SW_02 | 10.60.0.31 | cisco |  |  |  |  | C9300-24T
Yes | DC | Data Center | National Board of Revenue Old Building | 1st | - | RACK-06 | Sun ORACLE | 42 | 465136N | LR202002020187 | 40 | sensor | SIEM_Photon-01 | 10.60.0.47 | Stellar Cyber |  |  |  |  | Photon 300
Yes | DC | Data Center | National Board of Revenue Old Building | 1st | - | RACK-06 | Sun ORACLE | 42 | 465136N | LR202002020190 | 39 | sensor | SIEM_Photon-02 | 10.60.0.48 | Stellar Cyber |  |  |  |  | Photon 300
Yes | DC | Data Center | National Board of Revenue Old Building | 1st | - | RACK-06 | Sun ORACLE | 42 | 465136N | LR202001000112 | 33 | security-devices | SIEM_M6000-01 | 10.60.0.49 | Stellar Cyber |  |  |  |  | Model 6000
Yes | DC | Data Center | National Board of Revenue Old Building | 1st | - | RACK-06 | Sun ORACLE | 42 | 465136N | LR202001000116 | 31 | security-devices | SIEM_M6000-02 | 10.60.0.50 | Stellar Cyber |  |  |  |  | Model 6000
Yes | DC | Data Center | National Board of Revenue Old Building | 1st | - | RACK-06 | Sun ORACLE | 42 | 465136N | JAE24480HEW | 37 | Switch | DC_SIEM_SW_01 | 10.60.0.51 | cisco |  |  |  |  | C9200-48T-E
Yes | DC | Data Center | National Board of Revenue Old Building | 1st | - | RACK-06 | Sun ORACLE | 42 | 465136N | JAE24480H56 | 35 | Switch | DC_SIEM_SW_02 |  | cisco |  |  |  |  | C9200-48T-E
Yes | DC | Data Center | National Board of Revenue Old Building | 1st | - | RACK-06 | Sun ORACLE | 42 | 465136N | 320112020100063 | 23 | security-devices | SSL VPN_01 | 192.168.128.69 | PulseSecure |  |  |  |  | PSA5000
Yes | DC | Data Center | National Board of Revenue Old Building | 1st | - | RACK-06 | Sun ORACLE | 42 | 465136N | 320112020100054 | 22 | security-devices | SSL VPN_02 |  | PulseSecure |  |  |  |  | PSA5000
Yes | DC | Data Center | National Board of Revenue Old Building | 1st | - | RACK-06 | Sun ORACLE | 42 | 465136N | JAE244724ZV | 20 | Switch | DC_Mgmt_SW-01 | 10.60.0.3 | cisco |  |  |  |  | C9200-48T-E
Yes | DC | Data Center | National Board of Revenue Old Building | 1st | - | RACK-06 | Sun ORACLE | 42 | 465136N | JAE244724ZU | 18 | Switch | DC_Mgmt_SW-02 |  | cisco |  |  |  |  | C9200-48T-E
Yes | DC | Data Center | National Board of Revenue Old Building | 1st | - | RACK-06 | Sun ORACLE | 42 | 465136N | SWZP242702YH | 28-29 | security-devices | DC_WAN_MGMT_SVR_01 | 10.60.0.44 | cisco |  |  |  |  | UCSC-C240-M5SX
Yes | DC | Data Center | National Board of Revenue Old Building | 1st | - | RACK-06 | Sun ORACLE | 42 | 465136N | SWZP243802E6 | 25-26 | security-devices | DC_WAN_MGMT_SVR_02 | 10.60.0.43 | cisco |  |  |  |  | UCSC-C240-M5SX
Yes | DC | Data Center | National Board of Revenue Old Building | 1st | - | RACK-06 | Sun ORACLE | 42 | 465136N | WMP243800CU | 10 | security-devices | DC_FMC_01 | 10.60.0.10 | cisco |  |  |  |  | FMC1600-K9
Yes | DC | Data Center | National Board of Revenue Old Building | 1st | - | RACK-06 | Sun ORACLE | 42 | 465136N | C4307BWPCD2TM15 | 16 | Firewall | DC-NOC-FW01 | 10.60.0.1 | Sophos |  |  |  |  | Sophos XG450
Yes | DC | Data Center | National Board of Revenue Old Building | 1st | - | RACK-06 | Sun ORACLE | 42 | 465136N | C4307B7K4R9JXA3 | 14 | Firewall | DC-NOC-FW02 |  | Sophos |  |  |  |  | Sophos XG450
Yes | DC | Data Center | National Board of Revenue Old Building | 1st | - | RACK-06 | Sun ORACLE | 42 | 465136N | JAE2444054W | 12 | Switch | DC-NOC-SW-01 | 10.60.0.23 | cisco |  |  |  |  | C9200-24T-E
Yes | DC | Data Center | National Board of Revenue Old Building | 1st | - | RACK-05 | cisco | 42 | AR3150 | TH10134120150006 | 39 | security-devices | DDoS-01 | 172.21.60.12 | A10 |  |  |  |  | TL-5GBPS-TH1040-BYP-TPS-BP-3YR-BDL
Yes | DC | Data Center | National Board of Revenue Old Building | 1st | - | RACK-05 | cisco | 42 | AR3150 | TH10134120150008 | 37 | security-devices | DDoS-02 | 172.21.60.13 | A10 |  |  |  |  | TL-5GBPS-TH1040-BYP-TPS-BP-3YR-BDL
Yes | DC | Data Center | National Board of Revenue Old Building | 1st | - | RACK-05 | cisco | 42 | AR3150 | FDO2446M1NF | 33-35 | Router | DC_INT_RTR_01 | 10.60.0.32 | cisco |  |  |  |  | ISR4461K9
Yes | DC | Data Center | National Board of Revenue Old Building | 1st | - | RACK-05 | cisco | 42 | AR3150 | FDO2446M1Q1 | 29-31 | Router | DC_INT_RTR_02 | 10.60.0.33 | cisco |  |  |  |  | ISR4461K9
Yes | DC | Data Center | National Board of Revenue Old Building | 1st | - | RACK-05 | cisco | 42 | AR3150 | FOC2443L089 | 27 | Switch | DC_ISP_AGG_SW_01 | 10.60.0.37 | cisco |  |  |  |  | C9300-24T
Yes | DC | Data Center | National Board of Revenue Old Building | 1st | - | RACK-05 | cisco | 42 | AR3150 | FOC2443L07R | 25 | Switch | DC_ISP_AGG_SW_02 | 10.60.0.38 | cisco |  |  |  |  | C9300-24T
Yes | DC | Data Center | National Board of Revenue Old Building | 1st | - | RACK-05 | cisco | 42 | AR3150 | FDO2450M25Q | 21 | Router | NON_SD-WAN_Router | 10.60.0.100 | cisco |  |  |  |  | ISR4331
Yes | DC | Data Center | National Board of Revenue Old Building | 1st | - | RACK-05 | cisco | 42 | AR3150 | SAL244300N0 | 2023-04-14 | security-devices | DWDM | 10.60.0.101 | cisco |  |  |  |  | NCS2015-SA-AC

## location
oid | name | short_name | type | icon | level | parent_uuid | summary
0 | National Board of Revenue | NBR |  | icons/nbr/Custom-House/LC-Station.png |  | null
1 | NBR Building |  |  | icons/nbr/Custom House/LC Station.png |  | 0
2 | Custom House |  |  | icons/nbr/Custom House/LC Station.png |  | 0
3 | Land Customs Station |  |  | icons/nbr/Custom House/LC Station.png |  | 0
4 | Custom Bond Commissionarate |  |  | icons/nbr/Custom House/LC Station.png |  | 0
5 | Custom House Dhaka |  |  | icons/nbr/Custom House/LC Station.png |  | 2
6 | Custom House Chittagong |  |  | icons/nbr/Custom House/LC Station.png |  | 2
7 | Custom House Benapole |  |  | icons/nbr/Custom House/LC Station.png |  | 2
8 | Custom House Pangaon |  |  | icons/nbr/Custom House/LC Station.png |  | 2
8 | Custom House Mongla |  |  | icons/nbr/Custom House/LC Station.png |  | 2
10 | Custom House ICD, Dhaka |  |  | icons/nbr/Custom House/LC Station.png |  | 2
11 | High Level Diagram |  |  | icons/Diagram.png |  | 7
12 | Low Level Diagram |  |  | icons/Diagram.png |  | 7
13 | Network Diagram |  |  | icons/Diagram.png |  | 7
14 | ... |  |  | icons/Diagram.png |  | 878fcf25-acf4-42a1-924c-56a13687fb03
15 | Custom House, Benapole Data Center |  |  | icons/Datacenter.png | 1 | 11
16 | Modular Data Center |  |  | icons/Area/MDC.png | 2 | 15
17 | Customs Campus Area |  |  | icons/Area/MDC.png | 2 | 15
18 | Outside Campus Area |  |  | icons/Area/MDC.png | 2 | 15
19 | Benapole Customs New Building |  |  | icons/Building-Green.png | 3 | 17
20 | Old Building |  |  | icons/Building-Green.png | 3 | 17
21 | Chemical Lab |  |  | icons/Building-Green.png | 3 | 17
22 | Club House |  |  | icons/Building-Green.png | 3 | 17
23 | Commissioner’s Bungalow |  |  | icons/Building-Green.png | 3 | 17
24 | JC/ADC’s Bungalow |  |  | icons/Building-Green.png | 3 | 17
25 | Jinia House |  |  | icons/Building-Green.png | 3 | 17
26 | Guest House - 01 |  |  | icons/Building-Green.png | 3 | 17
27 | Guest House - 02 |  |  | icons/Building-Green.png | 3 | 17
28 | Guest House - 03 |  |  | icons/Building-Green.png | 3 | 17
29 | Guest House - 04 |  |  | icons/Building-Green.png | 3 | 17
30 | Guest House - 05 |  |  | icons/Building-Green.png | 3 | 17
31 | Guest House - 06 |  |  | icons/Building-Green.png | 3 | 17
32 | Guest House - 07 |  |  | icons/Building-Green.png | 3 | 17
33 | Guest House - 08 |  |  | icons/Building-Green.png | 3 | 17
34 | Guest House - 09 |  |  | icons/Building-Green.png | 3 | 17
35 | Store |  |  | icons/Building-Green.png | 3 | 17
36 | Mobile Scanner |  |  | icons/Building-Green.png | 3 | 18
37 | Bashkol |  |  | icons/Building-Green.png | 3 | 18
38 | Rail Station |  |  | icons/Building-Green.png | 3 | 18
39 | Sonali Bank |  |  | icons/Building-Green.png | 3 | 18
40 | CGC Building |  |  | icons/Building-Green.png | 3 | 18
41 | ICB Building |  |  | icons/Building-Green.png | 3 | 18
42 | ICB Tong |  |  | icons/Building-Green.png | 3 | 18
43 | Export Tong |  |  | icons/Building-Green.png | 3 | 18
44 | Cargo Section |  |  | icons/Building-Green.png | 3 | 18
45 | DTM Building |  |  | icons/Building-Green.png | 3 | 18
46 | Ground Floor |  |  | icons/Floor.png | 4 | 19
47 | 1st Floor |  |  | icons/Floor.png | 4 | 19
48 | 2nd Floor |  |  | icons/Floor.png | 4 | 19
49 | 3rd Floor |  |  | icons/Floor.png | 4 | 19
50 | 4th Floor |  |  | icons/Floor.png | 4 | 19
51 | 5th Floor |  |  | icons/Floor.png | 4 | 19
DCH
52 | Customs Campus Area |  |  |  |  | 5
53 | Data Center |  |  |  |  | 5
54 | Outside Campus Area |  |  |  |  | 5
55 | Dhaka Customs Building |  |  |  |  | 52
74 | Dhaka Customs Building |  |  |  |  | 53
56 | AirFrieght |  |  |  |  | 54
57 | Curier Entry Gate |  |  |  |  | 54
58 | Curier Unit |  |  |  |  | 54
59 | Export Cargo Village |  |  |  |  | 54
60 | Gate-08 Ground Floor |  |  |  |  | 54
61 | Ground Floor |  |  |  |  | 55
62 | 1st Floor |  |  |  |  | 55
63 | 2nd Floor |  |  |  |  | 55
64 | 3rd Floor |  |  |  |  | 55
75 | 2nd Floor |  |  |  |  | 74
65 | 1st Floor |  |  |  |  | 56
66 | Ground Floor |  |  |  |  | 57
67 | Ground Floor |  |  |  |  | 58
68 | Ground Floor |  |  |  |  | 59
69 | 207 |  |  |  |  | 62
70 | Hall Room |  |  |  |  | 63
71 | 414 |  |  |  |  | 64
72 | 101 |  |  |  |  | 61
73 | 207 |  |  |  |  | 68
CCH
76 | Customs Campus Area |  |  |  |  | 6
77 | Chattogram Customs Building |  |  |  |  | 76
78 | Chemistry Building |  |  |  |  | 76
79 | Officer's Quarter Building - 01 |  |  |  |  | 76
80 | Officer's Quarter Building - 02 |  |  |  |  | 76
81 | Officer's Quarter Building - 03 |  |  |  |  | 76
82 | Ground Floor |  |  |  |  | 77
83 | 1st Floor |  |  |  |  | 77
84 | 2nd Floor |  |  |  |  | 77
85 | Ground Floor |  |  |  |  | 78
86 | 1st Floor |  |  |  |  | 79
87 | 1st Floor |  |  |  |  | 80
88 | 1st Floor |  |  |  |  | 81
89 | 9A\C |  |  |  |  | 83
90 | Hall-Room |  |  |  |  | 83
91 | MDC |  |  |  |  | 83
92 | RED-BLOCK |  |  |  |  | 83
93 | Auditorium |  |  |  |  | 84
94 | PCU |  |  |  |  | 84
95 | Section 8A |  |  |  |  | 84
96 | Budget Section |  |  |  |  | 82
97 | Room-106 |  |  |  |  | 82
98 | Subteam_14 |  |  |  |  | 82
99 | Export-01 |  |  |  |  | 85

## rack
oid | name | model | make | svg_file_path | location_oid | search_terms
| Rack-01 | VIVANCO | VSA.6615.01.10e
| Rack-02 | VIVANCO | VSA.6615.01.10e
| Rack-03 | VIVANCO | VSA.6615.01.10e
| Rack-04 | VIVANCO | VSA.6615.01.10e
| Rack-05 | VIVANCO | VSA.6615.01.10e
| Rack-06 | VIVANCO | VSA.6615.01.10e
| Rack-07 | VIVANCO | VSA.6615.01.10e
| Rack-09 | VIVANCO | VSA.6615.01.10e
| Rack-10 | VIVANCO | VSA.6615.01.10e
| Rack-11 | VIVANCO | VSA.6615.01.10e
| Rack-12 | VIVANCO | VSA.6615.01.10e
| Rack-13 | VIVANCO | VSA.6615.01.10e
| Rack-14 | VIVANCO | VSA.6615.01.10e
| Rack-15 | VIVANCO | VSA.6615.01.10e
| Rack-16 | VIVANCO | VSA.6615.01.10e
| Rack-17 | VIVANCO | VSA.6615.01.10e
| Rack-18 | VIVANCO | VSA.6615.01.10e
| Rack-19 | VIVANCO | VSA.6615.01.10e
| Rack-20 | VIVANCO | VSA.6615.01.10e
| Rack-21 | VIVANCO | VSA.6615.01.10e
| Rack-22 | VIVANCO | VSA.6615.01.10e
| Rack-23 | VIVANCO | VSA.6615.01.10e
| Rack-24 | VIVANCO | VSA.6615.01.10e
| Rack-25 | VIVANCO | VSA.6615.01.10e
| Rack-26 | VIVANCO | VSA.6615.01.10e
| Rack-8 | VIVANCO | VSA.6615.01.10e
| MDC Rack-2 | VARICOM | X7S-6242-RGB-B
| MDC Rack-3 | VARICOM | X7S-6242-RGB-B
| Rack-01 | VIVANCO | VSA.6615.01.10e
| Rack-02 | VIVANCO | VSA.6615.01.10e
| Rack-03 | VIVANCO | VSA.6615.01.10e
| Rack-04 | VIVANCO | VSA.6615.01.10e
| Rack-05 | VIVANCO | VSA.6615.01.10e
| Rack-06 | VIVANCO | VSA.6615.01.10e
| Rack-07 | VIVANCO | VSA.6615.01.10e

## checklist
| Sl No. | Details | Responsible Person | Due Date | Status | Remarks
| 1 | We need to decide what to show under NBR -> NBR Building node
|  | DC | Tridib, Mazhar | 2023-03-15 | Ongoing
|  | NDC | Tridib, Mazhar | 2023-03-16 | Ongoing
|  | DR | Tridib, Mazhar | 2023-03-20 | Ongoing
| 2 | Figma Design of equipment details | Nahin | 2023-03-15
| 3 | Custom House data
|  | DCH Server | Tridib | 2023-03-20 | Completed
|  | DCH Network | Mazhar |  | Complete
No servers |  | CCH Server | Tridib | 2023-03-20 | No servers are there.
|  | CCH Network | Mazhar |  | Complete
|  | BCH | Mazhar, Tridib | 2023-03-23 | System Part complete | There is depandancy with TVNL we have already contact with them also send a mail for the information. They will provide the information shortly
|  | MCH | Mazhar, Tridib | 2023-03-23 | System Part complete | There is depandancy with TVNL we have already contact with them also send a mail for the information. They will provide the information shortly
|  | PCH | Mazhar, Tridib | 2023-03-23 | System Part complete | There is depandancy with TVNL we have already contact with them also send a mail for the information. They will provide the information shortly
|  | ICD | Mazhar, Tridib | 2023-03-23 | System Part complete | There is depandancy with TVNL we have already contact with them also send a mail for the information. They will provide the information shortly
| 4 | Need to collect DCH and CCH HLD diagrams. | Mazhar |  | Ongoing
|  | HLD diagram for BCH, MCH, PCH & ICD by today | Mazhar | 2023-03-14 | Complete
| 5 | Need to collect data for LC Station and Custom Bond Commission. |  | 2023-03-23
| 6 | Short description for each customs house |  | 2023-03-14
| 7 | Need to collect DCH -> Modular Data Center -> MDC Rack-1 data. | Mazhar | 2023-03-15
| 8 | Need to collect CCH -> Modular Data Center -> MDC Racks 1 and 4, Outside Campus area data. | Mazhar | 2023-03-15
Static Data
| 1 | Fix Tag mismatches for system | Tridib/Shuvo | 2023-04-10 | Done
| 2 | Fix Tag mismatches for network | Mazhar | 2023-04-10 | Done
| 3 | Image collection & legend for system | Tridib/Shuvo | 2023-04-11 | Done
| 4 | Image collection & legend for Network | Mazhar | 2023-04-11 | 85% Done , We will complete within 16 April 2023
| 5 | List of missing information on static data | Tridib/Mazhar | 2023-04-12 | System part is complete.
| 6 | Identify and list devices to monitor | Sunmoon | 2023-04-09 | We have added few server, router and switch in prometheus. http://10.60.8.11:9090/targets?search=
| 7 | VM list for only DC | Sunmoon/Tridib | 2023-04-10 | DC PCA VM List https://docs.google.com/spreadsheets/d/1AGd8iMwkYiMRkFCzTqaPAS_Q9pRQUHDy1WIo9kEsTeY/edit#gid=1346392024
Static Data Processing
| 8 | Check static data validity (tag) | Faraz | 2023-04-08 | 98% done rest will be compet by 12 april 2023
Rack SVG
| 9 | Generate rack dynamically | Hasib | 2023-04-10 | Done
| 10 | Highlight rack component | Hasib | 2023-04-13
| 11 | Dynamic data visualization - design UI | Nahin | 2023-04-11 | Overdue
| 12 | Prometheus Query | Nahin | 2023-04-11 | Overdue
UI Mock
| 13 | Mock for dynamic data visualization | Jumana | 2023-04-10 | Complete
| 14 | New graph UI design mock | Jumana | -
Dynamic Data
|  | Assign tag to each device and VM for prometheus | Sanmoon/Mazhar | 2023-04-15 | Need complete minimum 1 or 2 device and VM
|  | Write PromQL to retrive required data | Nahin | 2023-04-16
|  | Integrate data return from prometheus to our UI | Nahin/Faraz | 2023-04-17

## Current-issues-and-suggestions
Sl No. | Issues | Details |  | Suggestions |  | Current status
|  | Info | Screenshot | Info | Screenshot
1 | Double tags on a cell |  |  |  |  | Solved_Tridib
2 | SVGs transparent background | Provided SVGs have a transparent background, which will cause problems generating the racks. |  |  |  | Completed for system_Tridib
3 | SVGs were provided only for some sheets | SVGs were provided for only for structure_dc, "structure-dch_system" & "structure-*_moduler" |  |  |  | Completed for System_Tridib
4 | Systems__device-figure-legends JSON value format | "Systems__device-figure-legends" sheet has missing commas inside JSON values and extra commas at the end of some JSON arrays. |  | Task complete for Network security Router, Switch, Firewall, and Security Device Tap Please check is it ok or not? |  | Solved for system_Tridib
5 | Tags not provided | Tags not provided on some cells |  |  |  | OK for System_Tridib
6 | system_device_figure_legends gsheet empty json values | Example: on router sheet json value cell is empty on row no.9 |  | Done Please Check |  | Pending. JSON value for 1 cell not provided
7 | New line inside json value. | Example: "label": "6", "description": "2 x expansion bay (shown with optional modules)" What it should have been: "label": "6", "description": "2 x expansion bay (shown with optional modules)" |  | Done Please check |  | Pending . Ex: { "label": "2", "description": "UCSC-C240-M5SX: Drive bays 1 and 2 support NVMe PCIe SSDs. All bays support SAS/SATA drives" }
8 | Quotation missing on planty of json value on system_device_figure_legends gsheet. | Example: { "label": "20", "description": USB Port" } What it should have been: { "label": "20", "description": "USB Port" } |  | Task complete for Network security Router, Switch, Firewall, and Security Device Tap Please check is it ok or not?
9 | Image path on on system_device_figure_legends gsheet shouldn't have space inside it because provdied svg folder name does't have space inside. | Example: On router sheet the value is: svg/router/cisco/rear/no legend/ISR4431-DNA/ISR4431-DNA.svg What it should have been: svg/router/cisco/rear/nolegend/ISR4431-DNA/ISR4431-DNA.svg |  | Done please check
10 | NBR__logical_connectivity' gsheet, 'server' is written as 'server' in 'type' column. |  |  |  |  | Resolved_Tridib
11 | NBR__logical_connectivity' gsheet, 'sensor' is written as 'sensor' in 'type' column.
12 | NBR__logical_connectivity' gsheet, on type column there is a type "security-device" is written as "security-devices" which needs to be fixed ,
13 | Sysrem__device_figure_legends' sheet json format error | Example: { "label": "2", "PCIe riser 2 (slots 4, 5, 6)" } |  |  |  | pending
14 | Figure legend image path | used "front" in rear path
15 | Display total ram along with percentage |  |  | Need to do additional query

## Todo
Todo_no. | Todo | Details | Status
1 | system_device_figure_legends gsheet empty json value on one cell |  | still searching the data
2 | New line or line break inside some json values. |  | resolved
3 | NBR__logical_connectivity' gsheet, 'server' is written as 'sarver' in 'type' column. |  | resolved
4 | NBR__logical_connectivity' gsheet, 'sensor' is written as 'sensors' in 'type' column. |  | resolved
5 | NBR__logical_connectivity' gsheet, on type column there is a type "security-device" is written as "security-devices" which needs to be fixed ,
6 | Sysrem__device_figure_legends' sheet json format error | Example: { "label": "2", "PCIe riser 2 (slots 4, 5, 6)" }